## Detailed Inventory
Detailed Inventory
PWS Name:
PWSID:
Purpose of this worksheet: To provide a format water systems can use to track materials for each service line in the distribution system. General Instructions: Each row in this worksheet represents one service line connecting the water main to the customer's plumbing. The worksheet includes required and recommended elements; the columns with the aqua shading are required by the LCRR. The worksheet includes examples in rows 12 - 20 and is formatted for approximately 10,000 entries. Note: Cells that have a superscript x are required fields; Cells that have a superscript ‡ are conditionally required fields and can impact formulas throughout document.
TCEQ-20943 (Rev. 1/25/2023)
Location Information | [7 empty] | System-Owned Portion |  |  |  | Customer-Owned Portion |  |  | Entire Service Line Material Classificationx | Other Potential Sources of Lead |  |  | Additional Information to Assign Tap Monitoring Tiering |  |  |  |  | Lead Service Line Replacement (LSLR)
Unique Service Line ID | Location Identifierx | [6 empty] | System-Owned Portion Service Line Material Classificationx | If Non-Lead in Column J, Was Material Ever Previously Lead?‡ | Service Line Installation Date‡ | Notes | Customer-Owned Portion Service Line Material Classificationx | Service Line Installation Date‡ | Notes |  | Is there a Lead Connector?‡ | Is there Lead Solder in the Service Line?‡ | Describe Other Fittings and Equipment Connected to the Service Line that Contain Lead | Building Type Connected to Service Line | Point-of-Entry or Point-of-Use Treatment Present? | Does the Interior Building Plumbing Contain Copper Pipes with Lead Solder Installed Before July 1, 1988? | Current LCR Sampling Site? | Sample Site Selection Criteria (Site Tier) | Date of System-owned LSLR | Date of Customer-owned LSLR
| Street Numberx | Street Namex | Cityx | Zip Codex | Other Location Identifier‡ | GPS Coordinate - Latitude (decimal degrees) | GPS Coordinate - Longitude (decimal degrees)
A Unique ID is recommended for each service line. | Water systems must track addresses of all service lines in their internal inventory. For the publicly accessible version, location identifiers are required for lead and galvanized requiring replacement. If the system does not use addresses for their location identifier, other options could include a landmark, intersection, block, or other details to specify service line locations. If using GPS coordinates, utilize the GPS Coordinate - Latitude/Longitude fields and include 5 decimal places. | [6 empty] | Dropdown list includes recommended subclassifications. If "Non-Lead Other", describe in Notes field | Select Yes, No, or Don't know. Important for determining if downstream/ customer-owned galvanized service line requires replacement | Dropdown list when the service line was installed or replaced | Use this field for documenting additional relevant information, including when classification changes. | Dropdown list includes recommended subclassifications. If non-lead other, describe in Notes field. | Date, year, or estimated date range when the service line was installed or replaced | Can use this field for documenting additional relevant information, including when classification changes. | Dropdown list includes four required service line classifications of Lead, Non-lead, Galvanized Requiring Replacement, or Unknown | For example, lead gooseneck or pigtail where the water main is connected to the service line | Select Yes, No, or Don't Know | For example, backflow preventer or meter containing lead | Note: This information may be helpful for identifying lead tap monitoring locations.
Example 1 | 1234 | Test St. | City | Zip Code | Intersection of Test and Elm St. | 30.2711 | -97.7437 | Lead | Yes | Before 1989 |  | Lead |  |  | Lead | No | No |  | Single Family Residence | Yes | No | No
Example 2 | 4321 | Test St. | City | Zip Code | Intersection of Test and Main St. |  |  | Non-Lead | Yes | Between 1989 and 2014 |  | Lead |  |  | Lead | No | No |  | Multiple Family Residence | No | No | No
Example 3 | 16 | Capital St. | City | Zip Code |  |  |  | Lead | No | Before 1989 |  | Non-Lead - Plastic |  |  | Lead | Don't Know | Don't Know |  | Other | Unknown | Unknown | No
Example 4 | 1 | Water Avenue | City | Zip Code |  |  |  | Unknown - Likely Lead | No | Between 1989 and 2014 |  | Galvanized |  |  | Galvanized Requiring Replacement | Yes | Don't Know |  | Single Family Residence | No | Unknown | Yes
Example 5 | 67 | Children's Place | City | Zip Code |  |  |  | Non-Lead |  | Before 1989 |  | Non-Lead - Copper | Before 1989 |  | Non-Lead | Don't Know | Yes |  | Single Family Residence | No | Yes | No
Example 6 | 30 | Price Street | City | Zip Code |  |  |  | Non-Lead - Copper |  | Between 1989 and 2014 |  | Non-Lead |  |  | Non-Lead | Yes | No |  |  | No | Yes | Yes
Example 7 | 123 | System Ave. | City | Zip Code | Building A |  |  | Non-Lead - Copper | Don't Know | Before 1989 |  | Non-Lead | After 2014 |  | Non-Lead | No | Yes | Backflow preventer | Single Family Residence | No | Unknown | No
Example 8 | 123 | System Ave. | City | Zip Code | Building B |  |  | Galvanized | Don't know | Before 1989 |  | Galvanized |  |  | Galvanized Requiring Replacement | No | Yes |  |  | No | Unknown | No
Example 9 | 321 | Main St. | City | Zip Code | City Hall |  |  | Lead | Yes | Before 1989 |  | Non-Lead - Copper | Before 1989 |  | Lead |  |  |  | Single Family Residence
929396 | 13320 | Alaskan | Bevil Oaks | 77713 | 148 |  |  | Non-Lead - Plastic | Don't Know | Before 1989 |  | Non-Lead - Plastic | Before 1989 |  |  | No | No |  | Single Family Residence | No | Unknown | No
929660 | 13325 | Alaskan | Bevil Oaks | 77713 | 58996 |  |  | Non-Lead - Plastic | Don't Know | After 2014 |  | Non-Lead - Plastic | After 2014 |  |  | No | No |  | Single Family Residence | No | Unknown | No
929743 | 13330 | Alaskan | Bevil Oaks | 77713 | 59110 |  |  | Non-Lead - Plastic | Don't Know | Before 1989 |  | Non-Lead - Plastic | Before 1989 |  |  | No | No |  | Single Family Residence | No | Unknown | No
926565 | 13335 | Alaskan | Bevil Oaks | 77713 | 58797 |  |  | Non-Lead - Plastic | Don't Know | Between 1989 and 2014 |  | Non-Lead - Plastic | Between 1989 and 2014 |  | Non-Lead | No | No |  | Single Family Residence | No | Unknown | No
929565-2 | 13335 | Alaskan | Bevil Oaks | 77713 | 58797-2 |  |  | Non-Lead - Plastic | Don't Know | Between 1989 and 2014 |  | Non-Lead - Plastic | Between 1989 and 2014 |  | Non-Lead | No | No |  | Other | No | Unknown | No
929758 | 13350 | Alaskan | Bevil Oaks | 77713 | 59125 |  |  | Non-Lead - Plastic | Don't Know | Before 1989 |  | Non-Lead - Plastic | Before 1989 |  | Non-Lead | No | No |  | Single Family Residence | No | Unknown | No
929589 | 13355 | Alaskan | Bevil Oaks | 77713 | 58869 |  |  | Non-Lead - Plastic | Don't Know | Before 1989 |  | Non-Lead - Plastic | Before 1989 |  | Non-Lead | No | No |  | Single Family Residence | No | Unknown | No
929525 | 13360 | Alaskan | Bevil Oaks | 77713 | 568 |  |  | Non-Lead - Plastic | Don't Know | Before 1989 |  | Non-Lead - Plastic | Before 1989 |  | Non-Lead | No | No |  | Single Family Residence | No | Unknown | No
929525-2 | 13360 | Alaskan | Bevil Oaks | 77713 | 568-2 |  |  | Non-Lead - Plastic | Don't Know | Unknown |  | Non-Lead - Plastic | Unknown |  | Non-Lead | No | No |  | Other | No | Unknown | No
943347 | 13365 | Alaskan | Bevil Oaks | 77713 | 193 |  |  | Non-Lead - Plastic | Don't Know | Before 1989 |  | Non-Lead - Plastic | Before 1989 |  | Non-Lead | No | No |  | Single Family Residence | No | Unknown | No
929449 | 13370 | Alaskan | Bevil Oaks | 77713 | 308 |  |  | Non-Lead - Plastic | Don't Know | Before 1989 |  | Non-Lead - Plastic | Before 1989 |  | Non-Lead | No | No |  | Single Family Residence | No | Unknown | No
929412 | 13390 | Alaskan | Bevil Oaks | 77713 | 205 |  |  | Unknown - Unlikely Lead | Don't Know | Between 1989 and 2014 |  | Unknown - Unlikely Lead | Between 1989 and 2014 |  | Unknown | Don't Know | Don't Know |  | Single Family Residence | Unknown | Unknown | No
929745 | 13395 | Alaskan | Bevil Oaks | 77713 | 59112 |  |  | Non-Lead - Plastic | Don't Know | Before 1989 |  | Non-Lead - Plastic | Before 1989 |  | Non-Lead | No | No |  | Single Family Residence | No | Unknown | No
929745-2 | 13395 | Alaskan | Bevil Oaks | 77713 | 59122-2 |  |  | Non-Lead - Plastic | Don't Know | Unknown |  | Non-Lead - Plastic | Unknown |  | Non-Lead | No | No |  | Other | No | Unknown | No
929573 | 13420 | Alaskan | Bevil Oaks | 77713 | 58813 |  |  | Non-Lead - Plastic | Don't Know | After 2014 |  | Non-Lead - Plastic | After 2014 |  | Non-Lead | No | No |  | Single Family Residence | No | Unknown | No
929460 | 13425 | Alaskan | Bevil Oaks | 77713 | 336 |  |  | Non-Lead - Plastic | Don't Know | Before 1989 |  | Non-Lead - Plastic | Before 1989 |  | Non-Lead | No | No |  | Single Family Residence | No | Unknown | No
929460-2 | 13425 | Alaskan | Bevil Oaks | 77713 | 336-2 |  |  | Non-Lead - Plastic | Don't Know | Unknown |  | Non-Lead - Plastic | Unknown |  | Non-Lead | No | No |  | Other | No | Unknown | No
929464 | 13430 | Alaskan | Bevil Oaks | 77713 | 354 |  |  | Non-Lead - Plastic | Don't Know | Before 1989 |  | Non-Lead - Plastic | Before 1989 |  | Non-Lead | No | No |  | Single Family Residence | No | Unknown | No
929464-2 | 13430 | Alaskan | Bevil Oaks | 77713 | 354-2 |  |  | Non-Lead - Plastic | Don't Know | Unknown |  | Non-Lead - Plastic | Unknown |  | Non-Lead | No | No |  | Other | No | Unknown | No
929783 | 13435 | Alaskan | Bevil Oaks | 77713 | 59150 |  |  | Non-Lead - Plastic | Don't Know | Before 1989 |  | Non-Lead - Plastic | Before 1989 |  | Non-Lead | No | No |  | Single Family Residence | No | Unknown | No
929568 | 13450 | Alaskan | Bevil Oaks | 77713 | 58802 |  |  | Non-Lead - Plastic | Don't Know | Before 1989 |  | Non-Lead - Plastic | Before 1989 |  | Non-Lead | No | No |  | Single Family Residence | No | Unknown | No
929568-2 | 13450 | Alaskan | Bevil Oaks | 77713 | 58802-2 |  |  | Non-Lead - Plastic | Don't Know | Unknown |  | Non-Lead - Plastic | Unknown |  | Non-Lead | No | No |  | Other | No | Unknown | No
929725 | 13455 | Alaskan | Bevil Oaks | 77713 | 59091 |  |  | Non-Lead - Plastic | Don't Know | Before 1989 |  | Non-Lead - Plastic | Before 1989 |  | Non-Lead | No | No |  | Single Family Residence | No | Unknown | No
929457 | 13460 | Alaskan | Bevil Oaks | 77713 | 327 |  |  | Non-Lead - Plastic | Don't Know | After 2014 |  | Non-Lead - Plastic | After 2014 |  | Non-Lead | No | No |  | Single Family Residence | No | Unknown | No
929724 | 13465 | Alaskan | Bevil Oaks | 77713 | 59090 |  |  | Non-Lead - Plastic | Don't Know | Before 1989 |  | Non-Lead - Plastic | Before 1989 |  | Non-Lead | No | No |  | Single Family Residence | No | Unknown | No
929447 | 13470 | Alaskan | Bevil Oaks | 77713 | 293 |  |  | Non-Lead - Plastic | Don't Know | Between 1989 and 2014 |  | Non-Lead - Plastic | Between 1989 and 2014 |  | Non-Lead | No | No |  | Single Family Residence | No | Unknown | Yes
947533 | 13475 | Alaskan | Bevil Oaks | 77713 | 59184 |  |  | Non-Lead - Plastic | Don't Know | Before 1989 |  | Non-Lead - Plastic | Before 1989 |  | Non-Lead | No | No |  | Single Family Residence | No | Unknown | No
929694 | 13490 | Alaskan | Bevil Oaks | 77713 | 59054 |  |  | Non-Lead - Plastic | Don't Know | Before 1989 |  | Non-Lead - Plastic | Before 1989 |  | Non-Lead | No | No |  | Single Family Residence | No | Unknown | No
929655 | 13495 | Alaskan | Bevil Oaks | 77713 | 58990 |  |  | Non-Lead - Plastic | Don't Know | Before 1989 |  | Non-Lead - Plastic | Before 1989 |  | Non-Lead | No | No |  | Single Family Residence | No | Unknown | No
929554 | 13310 | Blackgum | Bevil Oaks | 77713 | 58720 |  |  | Unknown - Unlikely Lead | Don't Know | Before 1989 |  | Unknown - Unlikely Lead | Before 1989 |  | Unknown | Don't Know | Don't Know |  | Single Family Residence | Unknown | Unknown | No
929554-2 | 13310 | Blackgum | Bevil Oaks | 77713 | 58720-2 |  |  | Unknown - Unlikely Lead | Don't Know | Unknown |  | Unknown - Unlikely Lead | Unknown |  | Unknown | Don't Know | Don't Know |  | Other | Unknown | Unknown | No
929553 | 13315 | Blackgum | Bevil Oaks | 77713 | 58719 |  |  | Unknown - Unlikely Lead | Don't Know | Before 1989 |  | Unknown - Unlikely Lead | Unknown |  | Unknown | Don't Know | Don't Know |  | Single Family Residence | Unknown | Unknown | No
929462 | 13325 | Blackgum | Bevil Oaks | 77713 | 347 |  |  | Unknown - Unlikely Lead | Don't Know | Before 1989 |  | Unknown - Unlikely Lead | Before 1989 |  | Unknown | Don't Know | Don't Know |  | Single Family Residence | Unknown | Unknown | No
929382 | 13340 | Blackgum | Bevil Oaks | 77713 | 113 |  |  | Unknown - Unlikely Lead | Don't Know | Before 1989 |  | Unknown - Unlikely Lead | Before 1989 |  | Unknown | Don't Know | Don't Know |  | Single Family Residence | Unknown | Unknown | No
929504 | 13345 | Blackgum | Bevil Oaks | 77713 | 472 |  |  | Unknown - Unlikely Lead | Don't Know | Before 1989 |  | Unknown - Unlikely Lead | Before 1989 |  | Unknown | Don't Know | Don't Know |  | Single Family Residence | Unknown | Unknown | No
929487 | 13360 | Blackgum | Bevil Oaks | 77713 | 422 |  |  | Unknown - Unlikely Lead | Don't Know | After 2014 |  | Unknown - Unlikely Lead | After 2014 |  | Unknown | Don't Know | Don't Know |  | Single Family Residence | Unknown | Unknown | No
929714 | 13365 | Blackgum | Bevil Oaks | 77713 | 59079 |  |  | Unknown - Unlikely Lead | Don't Know | Before 1989 |  | Unknown - Unlikely Lead | Before 1989 |  | Unknown | Don't Know | Don't Know |  | Single Family Residence | Unknown | Unknown | No
929715 | 13375 | Blackgum | Bevil Oaks | 77713 | 59080 |  |  | Unknown - Unlikely Lead | Don't Know | Before 1989 |  | Unknown - Unlikely Lead | Before 1989 |  | Unknown | Don't Know | Don't Know |  | Single Family Residence | Unknown | Unknown | No
929606 | 13380 | Blackgum | Bevil Oaks | 77713 | 58901 |  |  | Unknown - Unlikely Lead | Don't Know | Before 1989 |  | Unknown - Unlikely Lead | Before 1989 |  | Unknown | Don't Know | Don't Know |  | Single Family Residence | Unknown | Unknown | No
929652 | 13385 | Blackgum | Bevil Oaks | 77713 | 58984 |  |  | Unknown - Unlikely Lead | Don't Know | Before 1989 |  | Unknown - Unlikely Lead | Before 1989 |  | Unknown | Don't Know | Don't Know |  | Single Family Residence | Unknown | Unknown | No
929652-2 | 13385 | Blackgum | Bevil Oaks | 77713 | 58984-2 |  |  | Unknown - Unlikely Lead | Don't Know | Unknown |  | Unknown - Unlikely Lead | Unknown |  | Unknown | Don't Know | Don't Know |  | Other | Unknown | Unknown | No
929381 | 13390 | Blackgum | Bevil Oaks | 77713 | 111 |  |  | Unknown - Unlikely Lead | Don't Know | Before 1989 |  | Unknown - Unlikely Lead | Before 1989 |  | Unknown | Don't Know | Don't Know |  | Single Family Residence | Unknown | Unknown | No
943351 | 13395 | Blackgum | Bevil Oaks | 77713 | 58715 |  |  | Unknown - Unlikely Lead | Don't Know | Before 1989 |  | Unknown - Unlikely Lead | Before 1989 |  | Unknown | Don't Know | Don't Know |  | Single Family Residence | Unknown | Unknown | No
1284640 | 13405 | Blackgum | Bevil Oaks | 77713 | 2007 |  |  | Unknown - Unlikely Lead | Don't Know | After 2014 |  | Unknown - Unlikely Lead | After 2014 |  | Unknown | Don't Know | Don't Know |  | Single Family Residence | Unknown | Unknown | No
929645 | 13410 | Blackgum | Bevil Oaks | 77713 | 58976 |  |  | Unknown - Unlikely Lead | Don't Know | After 2014 |  | Unknown - Unlikely Lead | After 2014 |  | Unknown | Don't Know | Don't Know |  | Single Family Residence | Unknown | Unknown | No
929607 | 13450 | Blackgum | Bevil Oaks | 77713 | 58904 |  |  | Unknown - Unlikely Lead | Don't Know | Between 1989 and 2014 |  | Unknown - Unlikely Lead | Between 1989 and 2014 |  | Unknown | Don't Know | Don't Know |  | Single Family Residence | Unknown | Unknown | No
929366 | 13310 | Capital | Bevil Oaks | 77713 | 55 |  |  | Unknown - Unlikely Lead | Don't Know | Before 1989 |  | Unknown - Unlikely Lead | Before 1989 |  | Unknown | Don't Know | Don't Know |  | Single Family Residence | Unknown | Unknown | No
929366-2 | 13310 | Capital | Bevil Oaks | 77713 | 55-2 |  |  | Unknown - Unlikely Lead | Don't Know | Unknown |  | Unknown - Unlikely Lead | Unknown |  | Unknown | Don't Know | Don't Know |  | Other | Unknown | Unknown | No
929701 | 13325 | Capital | Bevil Oaks | 77713 | 59064 |  |  | Unknown - Unlikely Lead | Don't Know | Before 1989 |  | Unknown - Unlikely Lead | Before 1989 |  | Unknown | Don't Know | Don't Know |  | Single Family Residence | Unknown | Unknown | No
929701-2 | 13325 | Capital | Bevil Oaks | 77713 | 59064-2 |  |  | Unknown - Unlikely Lead | Don't Know | Unknown |  | Unknown - Unlikely Lead | Unknown |  | Unknown | Don't Know | Don't Know |  | Other | Unknown | Unknown | No
1276327 | 13330 | Capital | Bevil Oaks | 77713 | 2005 |  |  | Unknown - Unlikely Lead | Don't Know | After 2014 |  | Unknown - Unlikely Lead | After 2014 |  | Unknown | Don't Know | Don't Know |  | Single Family Residence | Unknown | Unknown | No
929759 | 13335 | Capital | Bevil Oaks | 77713 | 59126 |  |  | Unknown - Unlikely Lead | Don't Know | Before 1989 |  | Unknown - Unlikely Lead | Before 1989 |  | Unknown | Don't Know | Don't Know |  | Single Family Residence | Unknown | Unknown | No
929510 | 13345 | Capital | Bevil Oaks | 77713 | 484 |  |  | Unknown - Unlikely Lead | Don't Know | Before 1989 |  | Unknown - Unlikely Lead | Before 1989 |  | Unknown | Don't Know | Don't Know |  | Single Family Residence | Unknown | Unknown | No
929383 | 13350 | Capital | Bevil Oaks | 77713 | 120 |  |  | Unknown - Unlikely Lead | Don't Know | Before 1989 |  | Unknown - Unlikely Lead | Before 1989 |  | Unknown | Don't Know | Don't Know |  | Single Family Residence | Unknown | Unknown | Yes
943344 | 13355 | Capital | Bevil Oaks | 77713 | 59045 |  |  | Unknown - Unlikely Lead | Don't Know | Before 1989 |  | Unknown - Unlikely Lead | Before 1989 |  | Unknown | Don't Know | Don't Know |  | Single Family Residence | Unknown | Unknown | No
943348 | 13370 | Capital | Bevil Oaks | 77713 | 567 |  |  | Unknown - Unlikely Lead | Don't Know | Before 1989 |  | Unknown - Unlikely Lead | Before 1989 |  | Unknown | Don't Know | Don't Know |  | Single Family Residence | Unknown | Unknown | No
943348-2 | 13370 | Capital | Bevil Oaks | 77713 | 567-2 |  |  | Unknown - Unlikely Lead | Don't Know | Unknown |  | Unknown - Unlikely Lead | Unknown |  | Unknown | Don't Know | Don't Know |  | Other | Unknown | Unknown | No
929474 | 13390 | Capital | Bevil Oaks | 77713 | 388 |  |  | Unknown - Unlikely Lead | Don't Know | Before 1989 |  | Unknown - Unlikely Lead | Before 1989 |  | Unknown | Don't Know | Don't Know |  | Single Family Residence | Unknown | Unknown | No
929615 | 13420 | Capital | Bevil Oaks | 77713 | 58924 |  |  | Unknown - Unlikely Lead | Don't Know | Before 1989 |  | Unknown - Unlikely Lead | Before 1989 |  | Unknown | Don't Know | Don't Know |  | Single Family Residence | Unknown | Unknown | No
929538 | 7010 | Carroll | Bevil Oaks | 77713 | 677 |  |  | Unknown - Unlikely Lead | Don't Know | Between 1989 and 2014 |  | Unknown - Unlikely Lead | Between 1989 and 2014 |  | Unknown | Don't Know | Don't Know |  | Single Family Residence | Unknown | Unknown | No
1099352 | 7015 | Carroll | Bevil Oaks | 77713 | 2001 |  |  | Unknown - Unlikely Lead | Don't Know | Between 1989 and 2014 |  | Unknown - Unlikely Lead | Between 1989 and 2014 |  | Unknown | Don't Know | Don't Know |  | Single Family Residence | Unknown | Unknown | No
1099352-2 | 7015 | Carroll | Bevil Oaks | 77713 | 2001-2 |  |  | Unknown - Unlikely Lead | Don't Know | Unknown |  | Unknown - Unlikely Lead | Unknown |  | Unknown | Don't Know | Don't Know |  | Single Family Residence | Unknown | Unknown | No
929535 | 7025 | Carroll | Bevil Oaks | 77713 | 663 |  |  | Unknown - Unlikely Lead | Don't Know | Between 1989 and 2014 |  | Unknown - Unlikely Lead | Between 1989 and 2014 |  | Unknown | Don't Know | Don't Know |  | Single Family Residence | Unknown | Unknown | No
929535-2 | 7025 | Carroll | Bevil Oaks | 77713 | 663-2 |  |  | Unknown - Unlikely Lead | Don't Know | Unknown |  | Unknown - Unlikely Lead | Unknown |  | Unknown | Don't Know | Don't Know |  | Other | Unknown | Unknown | No
929620 | 7030 | Carroll | Bevil Oaks | 77713 | 58931 |  |  | Unknown - Unlikely Lead | Don't Know | Between 1989 and 2014 |  | Unknown - Unlikely Lead | Between 1989 and 2014 |  | Unknown | Don't Know | Don't Know |  | Single Family Residence | Unknown | Unknown | No
929503 | 7035 | Carroll | Bevil Oaks | 77713 | 468 |  |  | Unknown - Unlikely Lead | Don't Know | Between 1989 and 2014 |  | Unknown - Unlikely Lead | Between 1989 and 2014 |  | Unknown | Don't Know | Don't Know |  | Single Family Residence | Unknown | Unknown | No
929445 | 7050 | Carroll | Bevil Oaks | 77713 | 289 |  |  | Unknown - Unlikely Lead | Don't Know | Between 1989 and 2014 |  | Unknown - Unlikely Lead | Between 1989 and 2014 |  | Unknown | Don't Know | Don't Know |  | Single Family Residence | Unknown | Unknown | No
929445-2 | 7050 | Carroll | Bevil Oaks | 77713 | 289-2 |  |  | Unknown - Unlikely Lead | Don't Know | Unknown |  | Unknown - Unlikely Lead | Unknown |  | Unknown | Don't Know | Don't Know |  | Other | Unknown | Unknown | No
929761 | 7055 | Carroll | Bevil Oaks | 77713 | 59128 |  |  | Unknown - Unlikely Lead | Don't Know | Before 1989 |  | Unknown - Unlikely Lead | Before 1989 |  | Unknown | Don't Know | Don't Know |  | Single Family Residence | Unknown | Unknown | No
929627 | 7060 | Carroll | Bevil Oaks | 77713 | 58943 |  |  | Unknown - Unlikely Lead | Don't Know | Before 1989 |  | Unknown - Unlikely Lead | Before 1989 |  | Unknown | Don't Know | Don't Know |  | Single Family Residence | Unknown | Unknown | No
929700 | 7065 | Carroll | Bevil Oaks | 77713 | 59063 |  |  | Unknown - Unlikely Lead | Don't Know | Between 1989 and 2014 |  | Unknown - Unlikely Lead | Between 1989 and 2014 |  | Unknown | Don't Know | Don't Know |  | Single Family Residence | Unknown | Unknown | No
929450 | 7070 | Carroll | Bevil Oaks | 77713 | 312 |  |  | Unknown - Unlikely Lead | Don't Know | Between 1989 and 2014 |  | Unknown - Unlikely Lead | Between 1989 and 2014 |  | Unknown | Don't Know | Don't Know |  | Single Family Residence | Unknown | Unknown | No
929450-2 | 7070 | Carroll | Bevil Oaks | 77713 | 312-2 |  |  | Unknown - Unlikely Lead | Don't Know | Unknown |  | Unknown - Unlikely Lead | Unknown |  | Unknown | Don't Know | Don't Know |  | Other | Unknown | Unknown | No
929673 | 7075 | Carroll | Bevil Oaks | 77713 | 59016 |  |  | Unknown - Unlikely Lead | Don't Know | Before 1989 |  | Unknown - Unlikely Lead | Before 1989 |  | Unknown | Don't Know | Don't Know |  | Single Family Residence | Unknown | Unknown | No
947416 | 7080 | Carroll | Bevil Oaks | 77713 | 59175 |  |  | Unknown - Unlikely Lead | Don't Know | Before 1989 |  | Unknown - Unlikely Lead | Before 1989 |  | Unknown | Don't Know | Don't Know |  | Single Family Residence | Unknown | Unknown | No
929711 | 7090 | Carroll | Bevil Oaks | 77713 | 59076 |  |  | Unknown - Unlikely Lead | Don't Know | Between 1989 and 2014 |  | Unknown - Unlikely Lead | Between 1989 and 2014 |  | Unknown | Don't Know | Don't Know |  | Single Family Residence | Unknown | Unknown | No
929711-2 | 7090 | Carroll | Bevil Oaks | 77713 | 59076-2 |  |  | Unknown - Unlikely Lead | Don't Know | Unknown |  | Unknown - Unlikely Lead | Unknown |  | Unknown | Don't Know | Don't Know |  | Other | Unknown | Unknown | No
929548 | 7110 | Carroll | Bevil Oaks | 77713 | 48001 |  |  | Unknown - Unlikely Lead | Don't Know | Before 1989 |  | Unknown - Unlikely Lead | Before 1989 |  | Unknown | Don't Know | Don't Know |  | Single Family Residence | Unknown | Unknown | No
929548-2 | 7110 | Carroll | Bevil Oaks | 77713 | 48001-2 |  |  | Unknown - Unlikely Lead | Don't Know | Unknown |  | Unknown - Unlikely Lead | Unknown |  | Unknown | Don't Know | Don't Know |  | Other | Unknown | Unknown | No
929753 | 7125 | Carroll | Bevil Oaks | 77713 | 59120 |  |  | Unknown - Unlikely Lead | Don't Know | Before 1989 |  | Unknown - Unlikely Lead | Before 1989 |  | Unknown | Don't Know | Don't Know |  | Single Family Residence | Unknown | Unknown | No
929434 | 7130 | Carroll | Bevil Oaks | 77713 | 263 |  |  | Unknown - Unlikely Lead | Don't Know | Before 1989 |  | Unknown - Unlikely Lead | Before 1989 |  | Unknown | Don't Know | Don't Know |  | Single Family Residence | Unknown | Unknown | No
929434-2 | 7130 | Carroll | Bevil Oaks | 77713 | 263-2 |  |  | Unknown - Unlikely Lead | Don't Know | Unknown |  | Unknown - Unlikely Lead | Unknown |  | Unknown | Don't Know | Don't Know |  | Other | Unknown | Unknown | No
929755 | 7135 | Carroll | Bevil Oaks | 77713 | 59122 |  |  | Unknown - Unlikely Lead | Don't Know | Before 1989 |  | Unknown - Unlikely Lead | Before 1989 |  | Unknown | Don't Know | Don't Know |  | Single Family Residence | Unknown | Unknown | No
929755-2 | 7135 | Carroll | Bevil Oaks | 77713 | 59122-2 |  |  | Unknown - Unlikely Lead | Don't Know | Unknown |  | Unknown - Unlikely Lead | Unknown |  | Unknown | Don't Know | Don't Know |  | Other | Unknown | Unknown | No
929738 | 7140 | Carroll | Bevil Oaks | 77713 | 59105 |  |  | Unknown - Unlikely Lead | Don't Know | Between 1989 and 2014 |  | Unknown - Unlikely Lead | Between 1989 and 2014 |  | Unknown | Don't Know | Don't Know |  | Single Family Residence | Unknown | Unknown | No
929738-2 | 7140 | Carroll | Bevil Oaks | 77713 | 59105-2 |  |  | Unknown - Unlikely Lead | Don't Know | Unknown |  | Unknown - Unlikely Lead | Unknown |  | Unknown | Don't Know | Don't Know |  | Other | Unknown | Unknown | No
929599 | 7145 | Carroll | Bevil Oaks | 77713 | 58886 |  |  | Unknown - Unlikely Lead | Don't Know | Between 1989 and 2014 |  | Unknown - Unlikely Lead | Between 1989 and 2014 |  | Unknown | Don't Know | Don't Know |  | Single Family Residence | Unknown | Unknown | No
929599-2 | 7145 | Carroll | Bevil Oaks | 77713 | 58886-2 |  |  | Unknown - Unlikely Lead | Don't Know | Unknown |  | Unknown - Unlikely Lead | Unknown |  | Unknown | Don't Know | Don't Know |  | Other | Unknown | Unknown | No
929586 | 7155 | Carroll | Bevil Oaks | 77713 | 58853 |  |  | Unknown - Unlikely Lead | Don't Know | After 2014 |  | Unknown - Unlikely Lead | After 2014 |  | Unknown | Don't Know | Don't Know |  | Single Family Residence | Unknown | Unknown | No
929586-2 | 7155 | Carroll | Bevil Oaks | 77713 | 58853-2 |  |  | Unknown - Unlikely Lead | Don't Know | Unknown |  | Unknown - Unlikely Lead | Unknown |  | Unknown | Don't Know | Don't Know |  | Other | Unknown | Unknown | No
929569 | 7165 | Carroll | Bevil Oaks | 77713 | 58804 |  |  | Unknown - Unlikely Lead | Don't Know | Between 1989 and 2014 |  | Unknown - Unlikely Lead | Between 1989 and 2014 |  | Unknown | Don't Know | Don't Know |  | Single Family Residence | Unknown | Unknown | No
929368 | 7170 | Carroll | Bevil Oaks | 77713 | 61 |  |  | Unknown - Unlikely Lead | Don't Know | Before 1989 |  | Unknown - Unlikely Lead | Before 1989 |  | Unknown | Don't Know | Don't Know |  | Single Family Residence | Unknown | Unknown | No
929473 | 7175 | Carroll | Bevil Oaks | 77713 | 385 |  |  | Unknown - Unlikely Lead | Don't Know | Before 1989 |  | Unknown - Unlikely Lead | Before 1989 |  | Unknown | Don't Know | Don't Know |  | Single Family Residence | Unknown | Unknown | No
929473 | 7175 | Carroll | Bevil Oaks | 77713 | 385-2 |  |  | Unknown - Unlikely Lead | Don't Know | Unknown |  | Unknown - Unlikely Lead | Unknown |  | Unknown | Don't Know | Don't Know |  | Other | Unknown | Unknown | No
943328 | 13320 | Chimney Rock | Bevil Oaks | 77713 | 629 |  |  | Non-Lead - Plastic | Don't Know | Before 1989 |  | Non-Lead - Plastic | Before 1989 |  | Non-Lead | No | No |  | Single Family Residence | Unknown | Unknown | No
943328-2 | 13320 | Chimney Rock | Bevil Oaks | 77713 | 629-2 |  |  | Non-Lead - Plastic | Don't Know | Unknown |  | Non-Lead - Plastic | Unknown |  | Non-Lead | No | No |  | Other | No | Unknown | No
929687 | 13325 | Chimney Rock | Bevil Oaks | 77713 | 59038 |  |  | Non-Lead - Plastic | Don't Know | Before 1989 |  | Non-Lead - Plastic | Before 1989 |  | Non-Lead | No | No |  | Single Family Residence | No | Unknown | No
929641 | 13330 | Chimney Rock | Bevil Oaks | 77713 | 58969 |  |  | Non-Lead - Plastic | Don't Know | Before 1989 |  | Non-Lead - Plastic | Before 1989 |  | Non-Lead | No | No |  | Single Family Residence | No | Unknown | No
947535 | 13335 | Chimney Rock | Bevil Oaks | 77713 | 59186 |  |  | Non-Lead - Plastic | Don't Know | Before 1989 |  | Non-Lead - Plastic | Before 1989 |  | Non-Lead | No | No |  | Single Family Residence | No | Unknown | No
929448 | 13345 | Chimney Rock | Bevil Oaks | 77713 | 306 |  |  | Non-Lead - Plastic | Don't Know | Before 1989 |  | Non-Lead - Plastic | Before 1989 |  | Non-Lead | No | No |  | Single Family Residence | No | Unknown | No
929452 | 13350 | Chimney Rock | Bevil Oaks | 77713 | 320 |  |  | Non-Lead - Plastic | Don't Know | Before 1989 |  | Non-Lead - Plastic | Before 1989 |  | Non-Lead | No | No |  | Single Family Residence | No | Unknown | Yes
929698 | 13360 | Chimney Rock | Bevil Oaks | 77713 | 59059 |  |  | Non-Lead - Plastic | Don't Know | Before 1989 |  | Non-Lead - Plastic | Before 1989 |  | Non-Lead | No | No |  | Single Family Residence | No | Unknown | No
929691 | 13365 | Chimney Rock | Bevil Oaks | 77713 | 59048 |  |  | Non-Lead - Plastic | Don't Know | Before 1989 |  | Non-Lead - Plastic | Before 1989 |  | Non-Lead | No | No |  | Single Family Residence | No | Unknown | No
929647 | 13370 | Chimney Rock | Bevil Oaks | 77713 | 58978 |  |  | Non-Lead - Plastic | Don't Know | Before 1989 |  | Non-Lead - Plastic | Before 1989 |  | Non-Lead | No | No |  | Single Family Residence | No | Unknown | No
929719 | 13375 | Chimney Rock | Bevil Oaks | 77713 | 59085 |  |  | Non-Lead - Plastic | Don't Know | Before 1989 |  | Non-Lead - Plastic | Before 1989 |  | Non-Lead | No | No |  | Single Family Residence | No | Unknown | No
929719-2 | 13375 | Chimney Rock | Bevil Oaks | 77713 | 59085-2 |  |  | Non-Lead - Plastic | Don't Know | Unknown |  | Non-Lead - Plastic | Unknown |  | Non-Lead | No | No |  | Other | No | Unknown | No
929419 | 13380 | Chimney Rock | Bevil Oaks | 77713 | 224 |  |  | Non-Lead - Plastic | Don't Know | Before 1989 |  | Non-Lead - Plastic | Before 1989 |  | Non-Lead | No | No |  | Single Family Residence | No | Unknown | No
947789 | 13420 | Chimney Rock | Bevil Oaks | 77713 | 59193 |  |  | Non-Lead - Plastic | Don't Know | Before 1989 |  | Non-Lead - Plastic | Before 1989 |  | Non-Lead | No | No |  | Single Family Residence | No | Unknown | No
943352 | 13425 | Chimney Rock | Bevil Oaks | 77713 | 192 |  |  | Non-Lead - Plastic | Don't Know | Before 1989 |  | Non-Lead - Plastic | Before 1989 |  | Non-Lead | No | No |  | Single Family Residence | No | Unknown | No
929587 | 13430 | Chimney Rock | Bevil Oaks | 77713 | 58859 |  |  | Non-Lead - Plastic | Don't Know | Before 1989 |  | Non-Lead - Plastic | Before 1989 |  | Non-Lead | No | No |  | Single Family Residence | No | Unknown | No
929385 | 13435 | Chimney Rock | Bevil Oaks | 77713 | 123 |  |  | Non-Lead - Plastic | Don't Know | Before 1989 |  | Non-Lead - Plastic | Before 1989 |  | Non-Lead | No | No |  | Single Family Residence | No | Unknown | No
943357 | 13450 | Chimney Rock | Bevil Oaks | 77713 | 143 |  |  | Non-Lead - Plastic | Don't Know | Between 1989 and 2014 |  | Non-Lead - Plastic | Between 1989 and 2014 |  | Non-Lead | No | No |  | Single Family Residence | No | Unknown | No
929518 | 13455 | Chimney Rock | Bevil Oaks | 77713 | 524 |  |  | Non-Lead - Plastic | Don't Know | Before 1989 |  | Non-Lead - Plastic | Before 1989 |  | Non-Lead | No | No |  | Single Family Residence | No | Unknown | No
947534 | 13460 | Chimney Rock | Bevil Oaks | 77713 | 59185 |  |  | Non-Lead - Plastic | Don't Know | Before 1989 |  | Non-Lead - Plastic | Before 1989 |  | Non-Lead | No | No |  | Single Family Residence | No | Unknown | No
929390 | 13465 | Chimney Rock | Bevil Oaks | 77713 | 131 |  |  | Non-Lead - Plastic | Don't Know | Before 1989 |  | Non-Lead - Plastic | Before 1989 |  | Non-Lead | No | No |  | Single Family Residence | No | Unknown | No
929390-2 | 13465 | Chimney Rock | Bevil Oaks | 77713 | 131-2 |  |  | Non-Lead - Plastic | Don't Know | Unknown |  | Non-Lead - Plastic | Unknown |  | Non-Lead | No | No |  | Other | No | Unknown | No
929672 | 13470 | Chimney Rock | Bevil Oaks | 77713 | 59015 |  |  | Non-Lead - Plastic | Don't Know | Before 1989 |  | Non-Lead - Plastic | Before 1989 |  | Non-Lead | No | No |  | Single Family Residence | No | Unknown | No
929785 | 13475 | Chimney Rock | Bevil Oaks | 77713 | 59152 |  |  | Non-Lead - Plastic | Don't Know | Before 1989 |  | Non-Lead - Plastic | Before 1989 |  | Non-Lead | No | No |  | Single Family Residence | No | Unknown | No
929394 | 13490 | Chimney Rock | Bevil Oaks | 77713 | 142 |  |  | Non-Lead - Plastic | Don't Know | Before 1989 |  | Non-Lead - Plastic | Before 1989 |  | Non-Lead | No | No |  | Single Family Residence | No | Unknown | No
929394-2 | 13490 | Chimney Rock | Bevil Oaks | 77713 | 142-2 |  |  | Non-Lead - Plastic | Don't Know | Unknown |  | Non-Lead - Plastic | Unknown |  | Non-Lead | No | No |  | Other | No | Unknown | No
929764 | 13495 | Chimney Rock | Bevil Oaks | 77713 | 59131 |  |  | Unknown - Unlikely Lead | Don't Know | Before 1989 |  | Unknown - Unlikely Lead | Before 1989 |  | Unknown | Don't Know | Don't Know |  | Single Family Residence | Unknown | Unknown | No
943366 | 13520 | Chimney Rock | Bevil Oaks | 77713 | 58910 |  |  | Unknown - Unlikely Lead | Don't Know | Before 1989 |  | Unknown - Unlikely Lead | Before 1989 |  | Unknown | Don't Know | Don't Know |  | Single Family Residence | Unknown | Unknown | No
929781 | 13525 | Chimney Rock | Bevil Oaks | 77713 | 59148 |  |  | Unknown - Unlikely Lead | Don't Know | Before 1989 |  | Unknown - Unlikely Lead | Before 1989 |  | Unknown | Don't Know | Don't Know |  | Single Family Residence | Unknown | Unknown | No
929588 | 13535 | Chimney Rock | Bevil Oaks | 77713 | 58865 |  |  | Unknown - Unlikely Lead | Don't Know | Before 1989 |  | Unknown - Unlikely Lead | Before 1989 |  | Unknown | Don't Know | Don't Know |  | Single Family Residence | Unknown | Unknown | No
943370 | 13540 | Chimney Rock | Bevil Oaks | 77713 | 121 |  |  | Unknown - Unlikely Lead | Don't Know | Before 1989 |  | Unknown - Unlikely Lead | Before 1989 |  | Unknown | Don't Know | Don't Know |  | Single Family Residence | Unknown | Unknown | No
929559 | 13545 | Chimney Rock | Bevil Oaks | 77713 | 58748 |  |  | Unknown - Unlikely Lead | Don't Know | Between 1989 and 2014 |  | Unknown - Unlikely Lead | Between 1989 and 2014 |  | Unknown | Don't Know | Don't Know |  | Single Family Residence | Unknown | Unknown | No
929552 | 13550 | Chimney Rock | Bevil Oaks | 77713 | 58706 |  |  | Unknown - Unlikely Lead | Don't Know | Between 1989 and 2014 |  | Unknown - Unlikely Lead | Between 1989 and 2014 |  | Unknown | Don't Know | Don't Know |  | Single Family Residence | Unknown | Unknown | No
929730 | 13555 | Chimney Rock | Bevil Oaks | 77713 | 59096 |  |  | Unknown - Unlikely Lead | Don't Know | Before 1989 |  | Unknown - Unlikely Lead | Before 1989 |  | Unknown | Don't Know | Don't Know |  | Single Family Residence | Unknown | Unknown | No
929416 | 13560 | Chimney Rock | Bevil Oaks | 77713 | 213 |  |  | Unknown - Unlikely Lead | Don't Know | Before 1989 |  | Unknown - Unlikely Lead | Before 1989 |  | Unknown | Don't Know | Don't Know |  | Single Family Residence | Unknown | Unknown | No
929677 | 13565 | Chimney Rock | Bevil Oaks | 77713 | 59021 |  |  | Unknown - Unlikely Lead | Don't Know | Before 1989 |  | Unknown - Unlikely Lead | Before 1989 |  | Unknown | Don't Know | Don't Know |  | Single Family Residence | Unknown | Unknown | No
929481 | 13570 | Chimney Rock | Bevil Oaks | 77713 | 412 |  |  | Unknown - Unlikely Lead | Don't Know | Before 1989 |  | Unknown - Unlikely Lead | Before 1989 |  | Unknown | Don't Know | Don't Know |  | Single Family Residence | Unknown | Unknown | No
929562 | 13575 | Chimney Rock | Bevil Oaks | 77713 | 58769 |  |  | Unknown - Unlikely Lead | Don't Know | Before 1989 |  | Unknown - Unlikely Lead | Before 1989 |  | Unknown | Don't Know | Don't Know |  | Single Family Residence | Unknown | Unknown | No
1133878 | 13590 | Chimney Rock | Bevil Oaks | 77713 | 2003 |  |  | Unknown - Unlikely Lead | Don't Know | Before 1989 |  | Unknown - Unlikely Lead | Before 1989 |  | Unknown | Don't Know | Don't Know |  | Single Family Residence | Unknown | Unknown | No
929567 | 13595 | Chimney Rock | Bevil Oaks | 77713 | 58801 |  |  | Unknown - Unlikely Lead | Don't Know | Before 1989 |  | Unknown - Unlikely Lead | Before 1989 |  | Unknown | Don't Know | Don't Know |  | Single Family Residence | Unknown | Unknown | No
929581 | 13325 | Craig | Bevil Oaks | 77713 | 58834 |  |  | Unknown - Unlikely Lead | Don't Know | Between 1989 and 2014 |  | Unknown - Unlikely Lead | Between 1989 and 2014 |  | Unknown | Don't Know | Don't Know |  | Single Family Residence | Unknown | Unknown | No
929581-2 | 13325 | Craig | Bevil Oaks | 77713 | 58834-2 |  |  | Unknown - Unlikely Lead | Don't Know | Unknown |  | Unknown - Unlikely Lead | Unknown |  | Unknown | Don't Know | Don't Know |  | Other | Unknown | Unknown | No
929572 | 13345 | Craig | Bevil Oaks | 77713 | 58811 |  |  | Unknown - Unlikely Lead | Don't Know | Between 1989 and 2014 |  | Unknown - Unlikely Lead | Between 1989 and 2014 |  | Unknown | Don't Know | Don't Know |  | Single Family Residence | Unknown | Unknown | No
929541 | 13360 | Craig | Bevil Oaks | 77713 | 3001 |  |  | Unknown - Unlikely Lead | Don't Know | Before 1989 |  | Unknown - Unlikely Lead | Before 1989 |  | Unknown | Don't Know | Don't Know |  | Single Family Residence | Unknown | Unknown | No
929644 | 13375 | Craig | Bevil Oaks | 77713 | 58972 |  |  | Unknown - Unlikely Lead | Don't Know | Before 1989 |  | Unknown - Unlikely Lead | Before 1989 |  | Unknown | Don't Know | Don't Know |  | Single Family Residence | Unknown | Unknown | No
1672252 | 13380 | Craig | Bevil Oaks | 77713 | 52223 |  |  | Unknown - Unlikely Lead | Don't Know | After 2014 |  | Unknown - Unlikely Lead | After 2014 |  | Unknown | Don't Know | Don't Know |  | Single Family Residence | Unknown | Unknown | No
929472 | 13310 | Davida | Bevil Oaks | 77713 | 380 |  |  | Unknown - Unlikely Lead | Don't Know | Before 1989 |  | Unknown - Unlikely Lead | Before 1989 |  | Unknown | Don't Know | Don't Know |  | Single Family Residence | Unknown | Unknown | No
929472-2 | 13310 | Davida | Bevil Oaks | 77713 | 380-2 |  |  | Unknown - Unlikely Lead | Don't Know | Unknown |  | Unknown - Unlikely Lead | Unknown |  | Unknown | Don't Know | Don't Know |  | Other | Unknown | Unknown | No
929372 | 13315 | Davida | Bevil Oaks | 77713 | 81 |  |  | Unknown - Unlikely Lead | Don't Know | Before 1989 |  | Unknown - Unlikely Lead | Before 1989 |  | Unknown | Don't Know | Don't Know |  | Single Family Residence | Unknown | Unknown | No
929372-2 | 13315 | Davida | Bevil Oaks | 77713 | 81-2 |  |  | Unknown - Unlikely Lead | Don't Know | Unknown |  | Unknown - Unlikely Lead | Unknown |  | Unknown | Don't Know | Don't Know |  | Other | Unknown | Unknown | No
929659 | 13320 | Davida | Bevil Oaks | 77713 | 58995 |  |  | Unknown - Unlikely Lead | Don't Know | Before 1989 |  | Unknown - Unlikely Lead | Before 1989 |  | Unknown | Don't Know | Don't Know |  | Single Family Residence | Unknown | Unknown | No
929508 | 13325 | Davida | Bevil Oaks | 77713 | 479 |  |  | Unknown - Unlikely Lead | Don't Know | Before 1989 |  | Unknown - Unlikely Lead | Before 1989 |  | Unknown | Don't Know | Don't Know |  | Single Family Residence | Unknown | Unknown | No
929451 | 13330 | Davida | Bevil Oaks | 77713 | 319 |  |  | Unknown - Unlikely Lead | Don't Know | Before 1989 |  | Unknown - Unlikely Lead | Before 1989 |  | Unknown | Don't Know | Don't Know |  | Single Family Residence | Unknown | Unknown | No
929451-2 | 13330 | Davida | Bevil Oaks | 77713 | 319-2 |  |  | Unknown - Unlikely Lead | Don't Know | Unknown |  | Unknown - Unlikely Lead | Unknown |  | Unknown | Don't Know | Don't Know |  | Other | Unknown | Unknown | No
929676 | 13335 | Davida | Bevil Oaks | 77713 | 59020 |  |  | Unknown - Unlikely Lead | Don't Know | Before 1989 |  | Unknown - Unlikely Lead | Before 1989 |  | Unknown | Don't Know | Don't Know |  | Single Family Residence | Unknown | Unknown | No
929676-2 | 13335 | Davida | Bevil Oaks | 77713 | 59020-2 |  |  | Unknown - Unlikely Lead | Don't Know | Unknown |  | Unknown - Unlikely Lead | Unknown |  | Unknown | Don't Know | Don't Know |  | Other | Unknown | Unknown | No
929469 | 13340 | Davida | Bevil Oaks | 77713 | 375 |  |  | Unknown - Unlikely Lead | Don't Know | Before 1989 |  | Unknown - Unlikely Lead | Before 1989 |  | Unknown | Don't Know | Don't Know |  | Single Family Residence | Unknown | Unknown | No
929469-2 | 13340 | Davida | Bevil Oaks | 77713 | 375-2 |  |  | Unknown - Unlikely Lead | Don't Know | Unknown |  | Unknown - Unlikely Lead | Unknown |  | Unknown | Don't Know | Don't Know |  | Other | Unknown | Unknown | No
943335 | 13345 | Davida | Bevil Oaks | 77713 | 27201 |  |  | Unknown - Unlikely Lead | Don't Know | Before 1989 |  | Unknown - Unlikely Lead | Before 1989 |  | Unknown | Don't Know | Don't Know |  | Single Family Residence | Unknown | Unknown | No
943335-2 | 13345 | Davida | Bevil Oaks | 77713 | 27201-2 |  |  | Unknown - Unlikely Lead | Don't Know | Unknown |  | Unknown - Unlikely Lead | Unknown |  | Unknown | Don't Know | Don't Know |  | Other | Unknown | Unknown | No
929465 | 13355 | Davida | Bevil Oaks | 77713 | 366 |  |  | Unknown - Unlikely Lead | Don't Know | Before 1989 |  | Unknown - Unlikely Lead | Before 1989 |  | Unknown | Don't Know | Don't Know |  | Single Family Residence | Unknown | Unknown | No
929742 | 13410 | Davida | Bevil Oaks | 77713 | 59109 |  |  | Unknown - Unlikely Lead | Don't Know | Before 1989 |  | Unknown - Unlikely Lead | Before 1989 |  | Unknown | Don't Know | Don't Know |  | Single Family Residence | Unknown | Unknown | No
929774 | 13420 | Davida | Bevil Oaks | 77713 | 59141 |  |  | Unknown - Unlikely Lead | Don't Know | Before 1989 |  | Unknown - Unlikely Lead | Before 1989 |  | Unknown | Don't Know | Don't Know |  | Single Family Residence | Unknown | Unknown | No
943353 | 13425 | Davida | Bevil Oaks | 77713 | 433 |  |  | Unknown - Unlikely Lead | Don't Know | Before 1989 |  | Unknown - Unlikely Lead | Before 1989 |  | Unknown | Don't Know | Don't Know |  | Single Family Residence | Unknown | Unknown | No
929675 | 13430 | Davida | Bevil Oaks | 77713 | 59019 |  |  | Unknown - Unlikely Lead | Don't Know | Before 1989 |  | Unknown - Unlikely Lead | Before 1989 |  | Unknown | Don't Know | Don't Know |  | Single Family Residence | Unknown | Unknown | No
929533 | 13440 | Davida | Bevil Oaks | 77713 | 648 |  |  | Unknown - Unlikely Lead | Don't Know | Before 1989 |  | Unknown - Unlikely Lead | Before 1989 |  | Unknown | Don't Know | Don't Know |  | Single Family Residence | Unknown | Unknown | No
929441 | 13445 | Davida | Bevil Oaks | 77713 | 282 |  |  | Unknown - Unlikely Lead | Don't Know | Before 1989 |  | Unknown - Unlikely Lead | Before 1989 |  | Unknown | Don't Know | Don't Know |  | Single Family Residence | Unknown | Unknown | No
94334 | 13340 | Hwy 105 | Bevil Oaks | 77713 | 495 |  |  | Unknown - Unlikely Lead | Don't Know | Before 1989 |  | Unknown - Unlikely Lead | Before 1989 |  | Unknown | Don't Know | Don't Know |  | Single Family Residence | Unknown | Unknown | No
94334-2 | 13340 | Hwy 105 | Bevil Oaks | 77713 | 495-2 |  |  | Unknown - Unlikely Lead | Don't Know | Unknown |  | Unknown - Unlikely Lead | Unknown |  | Unknown | Don't Know | Don't Know |  | Other | Unknown | Unknown | No
929495 | 13350 | Hwy 105 # 3 | Bevil Oaks | 77713 | 446 |  |  | Unknown - Unlikely Lead | Don't Know | After 2014 |  | Unknown - Unlikely Lead | After 2014 |  | Unknown | Don't Know | Don't Know |  | Single Family Residence | Unknown | Unknown | No
929564 | 13350 | Hwy 105 # 8 | Bevil Oaks | 77713 | 58783 |  |  | Unknown - Unlikely Lead | Don't Know | After 2014 |  | Unknown - Unlikely Lead | After 2014 |  | Unknown | Don't Know | Don't Know |  | Single Family Residence | Unknown | Unknown | No
929409 | 13350 | Hwy 105 # 10 | Bevil Oaks | 77713 | 200 |  |  | Unknown - Unlikely Lead | Don't Know | Before 1989 |  | Unknown - Unlikely Lead | Before 1989 |  | Unknown | Don't Know | Don't Know |  | Single Family Residence | Unknown | Unknown | No
929696 | 13350 | Hwy 105 # 11 | Bevil Oaks | 77713 | 59056 |  |  | Unknown - Unlikely Lead | Don't Know | Between 1989 and 2014 |  | Unknown - Unlikely Lead | Between 1989 and 2014 |  | Unknown | Don't Know | Don't Know |  | Single Family Residence | Unknown | Unknown | No
943341 | 13350 | Hwy 105 # 12 | Bevil Oaks | 77713 | 37202 |  |  | Unknown - Unlikely Lead | Don't Know | Between 1989 and 2014 |  | Unknown - Unlikely Lead | Between 1989 and 2014 |  | Unknown | Don't Know | Don't Know |  | Single Family Residence | Unknown | Unknown | No
929751 | 13350 | Hwy 105 # 14 | Bevil Oaks | 77713 | 59118 |  |  | Unknown - Unlikely Lead | Don't Know | After 2014 |  | Unknown - Unlikely Lead | After 2014 |  | Unknown | Don't Know | Don't Know |  | Single Family Residence | Unknown | Unknown | No
929706 | 13350 | Hwy 10 # 15 | Bevil Oaks | 77713 | 59070 |  |  | Unknown - Unlikely Lead | Don't Know | After 2014 |  | Unknown - Unlikely Lead | After 2014 |  | Unknown | Don't Know | Don't Know |  | Single Family Residence | Unknown | Unknown | No
929601 | 13350 | Hwy 105 # 16 | Bevil Oaks | 77713 | 58888 |  |  | Unknown - Unlikely Lead | Don't Know | After 2014 |  | Unknown - Unlikely Lead | After 2014 |  | Unknown | Don't Know | Don't Know |  | Single Family Residence | Unknown | Unknown | No
929685 | 13350 | Hwy 105 # 17 | Bevil Oaks | 77713 | 59033 |  |  | Unknown - Unlikely Lead | Don't Know | After 2014 |  | Unknown - Unlikely Lead | After 2014 |  | Unknown | Don't Know | Don't Know |  | Single Family Residence | Unknown | Unknown | No
929707 | 13350 | Hwy 105 # 19 | Bevil Oaks | 77713 | 59072 |  |  | Unknown - Unlikely Lead | Don't Know | After 2014 |  | Unknown - Unlikely Lead | After 2014 |  | Unknown | Don't Know | Don't Know |  | Single Family Residence | Unknown | Unknown | No
929613 | 13350 | Hwy 105 # 21 | Bevil Oaks | 77713 | 58920 |  |  | Unknown - Unlikely Lead | Don't Know | Between 1989 and 2014 |  | Unknown - Unlikely Lead | Between 1989 and 2014 |  | Unknown | Don't Know | Don't Know |  | Single Family Residence | Unknown | Unknown | No
947417 | 13350 | Hwy 105 # 22 | Bevil Oaks | 77713 | 59176 |  |  | Unknown - Unlikely Lead | Don't Know | After 2014 |  | Unknown - Unlikely Lead | After 2014 |  | Unknown | Don't Know | Don't Know |  | Single Family Residence | Unknown | Unknown | No
929678 | 13350 | Hwy 105 # 23 | Bevil Oaks | 77713 | 59024 |  |  | Unknown - Unlikely Lead | Don't Know | After 2014 |  | Unknown - Unlikely Lead | After 2014 |  | Unknown | Don't Know | Don't Know |  | Single Family Residence | Unknown | Unknown | No
929614 | 13350 | Hwy 105 # 24 | Bevil Oaks | 77713 | 58921 |  |  | Unknown - Unlikely Lead | Don't Know | After 2014 |  | Unknown - Unlikely Lead | After 2014 |  | Unknown | Don't Know | Don't Know |  | Single Family Residence | Unknown | Unknown | No
929648 | 13350 | Hwy 105 # 26 | Bevil Oaks | 77713 | 58980 |  |  | Unknown - Unlikely Lead | Don't Know | After 2014 |  | Unknown - Unlikely Lead | After 2014 |  | Unknown | Don't Know | Don't Know |  | Single Family Residence | Unknown | Unknown | No
943338 | 13350 | Hwy 105 # 27 | Bevil Oaks | 77713 | 58798 |  |  | Unknown - Unlikely Lead | Don't Know | After 2014 |  | Unknown - Unlikely Lead | After 2014 |  | Unknown | Don't Know | Don't Know |  | Single Family Residence | Unknown | Unknown | No
929524 | 13350 | Hwy 105 # 33 | Bevil Oaks | 77713 | 547 |  |  | Unknown - Unlikely Lead | Don't Know | After 2014 |  | Unknown - Unlikely Lead | After 2014 |  | Unknown | Don't Know | Don't Know |  | Single Family Residence | Unknown | Unknown | No
929702 | 13350 | Hwy 105 # 35 | Bevil Oaks | 77713 | 59065 |  |  | Unknown - Unlikely Lead | Don't Know | After 2014 |  | Unknown - Unlikely Lead | After 2014 |  | Unknown | Don't Know | Don't Know |  | Single Family Residence | Unknown | Unknown | No
929591 | 13350 | Hwy 105 # 36 | Bevil Oaks | 77713 | 58871 |  |  | Unknown - Unlikely Lead | Don't Know | Between 1989 and 2014 |  | Unknown - Unlikely Lead | Between 1989 and 2014 |  | Unknown | Don't Know | Don't Know |  | Single Family Residence | Unknown | Unknown | No
947421 | 13350 | Hwy 105 # 37 | Bevil Oaks | 77713 | 59180 |  |  | Unknown - Unlikely Lead | Don't Know | After 2014 |  | Unknown - Unlikely Lead | After 2014 |  | Unknown | Don't Know | Don't Know |  | Single Family Residence | Unknown | Unknown | No
950610 | 13350 | Hwy 105 # 38 | Bevil Oaks | 77713 | 59197 |  |  | Unknown - Unlikely Lead | Don't Know | After 2014 |  | Unknown - Unlikely Lead | After 2014 |  | Unknown | Don't Know | Don't Know |  | Single Family Residence | Unknown | Unknown | No
929757 | 13350 | Hwy 105 # 39 | Bevil Oaks | 77713 | 59124 |  |  | Unknown - Unlikely Lead | Don't Know | After 2014 |  | Unknown - Unlikely Lead | After 2014 |  | Unknown | Don't Know | Don't Know |  | Single Family Residence | Unknown | Unknown | No
929537 | 13350 | Hwy 105 # 40 | Bevil Oaks | 77713 | 674 |  |  | Unknown - Unlikely Lead | Don't Know | After 2014 |  | Unknown - Unlikely Lead | After 2014 |  | Unknown | Don't Know | Don't Know |  | Single Family Residence | Unknown | Unknown | No
59104 | 13350 | Hwy 105 # 48 | Bevil Oaks | 77713 | 59104-1 |  |  | Unknown - Unlikely Lead | Don't Know | Before 1989 |  | Unknown - Unlikely Lead | Before 1989 |  | Unknown | Don't Know | Don't Know |  | Single Family Residence | Unknown | Unknown | No
929625 | 13410 | Hwy 105 | Bevil Oaks | 77713 | 58937 |  |  | Unknown - Unlikely Lead | Don't Know | Before 1989 |  | Unknown - Unlikely Lead | Before 1989 |  | Unknown | Don't Know | Don't Know |  | Single Family Residence | Unknown | Unknown | No
929361 | 13420 | Hwy 105 | Bevil Oaks | 77713 | 26 |  |  | Unknown - Unlikely Lead | Don't Know | Before 1989 |  | Unknown - Unlikely Lead | Before 1989 |  | Unknown | Don't Know | Don't Know |  | Single Family Residence | Unknown | Unknown | No
943358 | 13440 | Hwy 105 | Bevil Oaks | 77713 | 58854 |  |  | Unknown - Unlikely Lead | Don't Know | Unknown |  | Unknown - Unlikely Lead | Unknown |  | Unknown | Don't Know | Don't Know |  | Other | Unknown | Unknown | No
929365 | 13450 | Hwy 105 | Bevil Oaks | 77713 | 51 |  |  | Unknown - Unlikely Lead | Don't Know | Between 1989 and 2014 |  | Unknown - Unlikely Lead | Between 1989 and 2014 |  | Unknown | Don't Know | Don't Know |  | Single Family Residence | Unknown | Unknown | No
929580 | 13462 | Hwy 105 | Bevil Oaks | 77713 | 58830 |  |  | Unknown - Unlikely Lead | Don't Know | After 2014 |  | Unknown - Unlikely Lead | After 2014 |  | Unknown | Don't Know | Don't Know |  | Single Family Residence | Unknown | Unknown | No
929580-2 | 13462 | Hwy 105 | Bevil Oaks | 77713 | 58830-2 |  |  | Unknown - Unlikely Lead | Don't Know | Unknown |  | Unknown - Unlikely Lead | Unknown |  | Unknown | Don't Know | Don't Know |  | Other | Unknown | Unknown | No
929674 | 13500 | Hwy 105 | Bevil Oaks | 77713 | 59017 |  |  | Unknown - Unlikely Lead | Don't Know | After 2014 |  | Unknown - Unlikely Lead | After 2014 |  | Unknown | Don't Know | Don't Know |  | Single Family Residence | Unknown | Unknown | No
929527 | 13510 | Hwy 105 | Bevil Oaks | 77713 | 617 |  |  | Unknown - Unlikely Lead | Don't Know | Between 1989 and 2014 |  | Unknown - Unlikely Lead | Between 1989 and 2014 |  | Unknown | Don't Know | Don't Know |  | Single Family Residence | Unknown | Unknown | No
943367 | 13520 | Hwy 105 | Bevil Oaks | 77713 | 302 |  |  | Unknown - Unlikely Lead | Don't Know | Before 1989 |  | Unknown - Unlikely Lead | Before 1989 |  | Unknown | Don't Know | Don't Know |  | Single Family Residence | Unknown | Unknown | No
929492 | 13550 | Hwy 105 | Bevil Oaks | 77713 | 434 |  |  | Unknown - Unlikely Lead | Don't Know | Before 1989 |  | Unknown - Unlikely Lead | Before 1989 |  | Unknown | Don't Know | Don't Know |  | Single Family Residence | Unknown | Unknown | No
929395 | 13560 | Hwy 105 | Bevil Oaks | 77713 | 145 |  |  | Unknown - Unlikely Lead | Don't Know | Between 1989 and 2014 |  | Unknown - Unlikely Lead | Between 1989 and 2014 |  | Unknown | Don't Know | Don't Know |  | Single Family Residence | Unknown | Unknown | No
929624 | 13570 | Hwy 105 | Bevil Oaks | 77713 | 58935 |  |  | Unknown - Unlikely Lead | Don't Know | Before 1989 |  | Unknown - Unlikely Lead | Before 1989 |  | Unknown | Don't Know | Don't Know |  | Single Family Residence | Unknown | Unknown | No
929726 | 13580 | Hwy 105 | Bevil Oaks | 77713 | 59092 |  |  | Unknown - Unlikely Lead | Don't Know | Before 1989 |  | Unknown - Unlikely Lead | Before 1989 |  | Unknown | Don't Know | Don't Know |  | Single Family Residence | Unknown | Unknown | No
929744 | 13320 | Inwood | Bevil Oaks | 77713 | 59111 |  |  | Non-Lead - Plastic | Don't Know | Between 1989 and 2014 |  | Non-Lead - Plastic | Between 1989 and 2014 |  | Non-Lead | No | No |  | Single Family Residence | No | Unknown | No
929686 | 13325 | Inwood | Bevil Oaks | 77713 | 59037 |  |  | Non-Lead - Plastic | Don't Know | Before 1989 |  | Non-Lead - Plastic | Before 1989 |  | Non-Lead | No | No |  | Single Family Residence | No | Unknown | No
929686-2 | 13325 | Inwood | Bevil Oaks | 77713 | 59037-2 |  |  | Non-Lead - Plastic | Don't Know | Unknown |  | Non-Lead - Plastic | Unknown |  | Non-Lead | No | No |  | Other | No | Unknown | No
929431 | 13340 | Inwood | Bevil Oaks | 77713 | 254 |  |  | Non-Lead - Plastic | Don't Know | Before 1989 |  | Non-Lead - Plastic | Before 1989 |  | Non-Lead | No | No |  | Single Family Residence | No | Unknown | No
929497 | 13345 | Inwood | Bevil Oaks | 77713 | 451 |  |  | Non-Lead - Plastic | Don't Know | Before 1989 |  | Non-Lead - Plastic | Before 1989 |  | Non-Lead | No | No |  | Single Family Residence | No | Unknown | No
929763 | 13390 | Inwood | Bevil Oaks | 77713 | 59130 |  |  | Non-Lead - Plastic | Don't Know | Before 1989 |  | Non-Lead - Plastic | Before 1989 |  | Non-Lead | No | No |  | Single Family Residence | No | Unknown | Yes
929407 | 13420 | Inwood | Bevil Oaks | 77713 | 185 |  |  | Non-Lead - Plastic | Don't Know | Before 1989 |  | Non-Lead - Plastic | Before 1989 |  | Non-Lead | No | No |  | Single Family Residence | No | Unknown | No
929417 | 13430 | Inwood | Bevil Oaks | 77713 | 216 |  |  | Non-Lead - Plastic | Don't Know | Between 1989 and 2014 |  | Non-Lead - Plastic | Between 1989 and 2014 |  | Non-Lead | No | No |  | Single Family Residence | No | Unknown | No
929489 | 13435 | Inwood | Bevil Oaks | 77713 | 424 |  |  | Non-Lead - Plastic | Don't Know | Before 1989 |  | Non-Lead - Plastic | Before 1989 |  | Non-Lead | No | No |  | Single Family Residence | No | Unknown | No
929633 | 13445 | Inwood | Bevil Oaks | 77713 | 58957 |  |  | Non-Lead - Plastic | Don't Know | Between 1989 and 2014 |  | Non-Lead - Plastic | Between 1989 and 2014 |  | Non-Lead | No | No |  | Single Family Residence | No | Unknown | No
929563 | 13450 | Inwood | Bevil Oaks | 77713 | 58779 |  |  | Non-Lead - Plastic | Don't Know | Before 1989 |  | Non-Lead - Plastic | Before 1989 |  | Non-Lead | No | No |  | Single Family Residence | No | Unknown | No
1674673 | 13465 | Inwood | Bevil Oaks | 77713 | 53023 |  |  | Non-Lead - Plastic | Don't Know | Unknown |  | Non-Lead - Plastic | Unknown |  | Non-Lead | No | No |  | Other | No | Unknown | No
1674673-2 | 13465 | Inwood | Bevil Oaks | 77713 | 53023-2 |  |  | Non-Lead - Other | Don't Know | Unknown |  | Non-Lead - Plastic | Unknown |  | Non-Lead | No | No |  | Other | No | Unknown | No
929443 | 13480 | Inwood | Bevil Oaks | 77713 | 286 |  |  | Non-Lead - Plastic | Don't Know | Before 1989 |  | Non-Lead - Plastic | Before 1989 |  | Non-Lead | No | No |  | Single Family Residence | No | Unknown | No
929664 | 13490 | Inwood | Bevil Oaks | 77713 | 59006 |  |  | Non-Lead - Plastic | Don't Know | Before 1989 |  | Non-Lead - Plastic | Before 1989 |  | Non-Lead | No | No |  | Single Family Residence | No | Unknown | No
943360 | 13495 | Inwood | Bevil Oaks | 77713 | 243 |  |  | Non-Lead - Plastic | Don't Know | Before 1989 |  | Non-Lead - Plastic | Before 1989 |  | Non-Lead | No | No |  | Single Family Residence | No | Unknown | No
929543 | 13520 | Inwood | Bevil Oaks | 77713 | 5301 |  |  | Non-Lead - Plastic | Don't Know | Before 1989 |  | Non-Lead - Plastic | Before 1989 |  | Non-Lead | No | No |  | Single Family Residence | No | Unknown | No
929543-2 | 13520 | Inwood | Bevil Oaks | 77713 | 5301-2 |  |  | Non-Lead - Plastic | Don't Know | Unknown |  | Non-Lead - Plastic | Unknown |  | Non-Lead | No | No |  | Other | No | Unknown | No
929746 | 13535 | Inwood | Bevil Oaks | 77713 | 59113 |  |  | Non-Lead - Plastic | Don't Know | Before 1989 |  | Non-Lead - Plastic | Before 1989 |  | Non-Lead | No | No |  | Single Family Residence | No | Unknown | No
929612 | 13540 | Inwood | Bevil Oaks | 77713 | 58918 |  |  | Non-Lead - Plastic | Don't Know | Before 1989 |  | Non-Lead - Plastic | Before 1989 |  | Non-Lead | No | No |  | Single Family Residence | No | Unknown | No
929749 | 13555 | Inwood | Bevil Oaks | 77713 | 59116 |  |  | Non-Lead - Plastic | Don't Know | Before 1989 |  | Non-Lead - Plastic | Before 1989 |  | Non-Lead | No | No |  | Single Family Residence | No | Unknown | No
929506 | 13560 | Inwood | Bevil Oaks | 77713 | 476 |  |  | Non-Lead - Plastic | Don't Know | Between 1989 and 2014 |  | Non-Lead - Plastic | Between 1989 and 2014 |  | Non-Lead | No | No |  | Single Family Residence | No | Unknown | No
929378 | 13565 | Inwood | Bevil Oaks | 77713 | 102 |  |  | Non-Lead - Plastic | Don't Know | Before 1989 |  | Non-Lead - Plastic | Before 1989 |  | Non-Lead | No | No |  | Single Family Residence | No | Unknown | No
929378-2 | 13565 | Inwood | Bevil Oaks | 77713 | 102-2 |  |  | Non-Lead - Plastic | Don't Know | Unknown |  | Non-Lead - Plastic | Unknown |  | Non-Lead | No | No |  | Other | No | Unknown | No
929433 | 13575 | Inwood | Bevil Oaks | 77713 | 262 |  |  | Non-Lead - Plastic | Don't Know | Between 1989 and 2014 |  | Non-Lead - Plastic | Between 1989 and 2014 |  |  | No | No |  | Single Family Residence | No | Unknown | No
929433-2 | 13575 | Inwood | Bevil Oaks | 77713 | 262-2 |  |  | Non-Lead - Plastic | Don't Know | Unknown |  | Non-Lead - Plastic | Unknown |  |  | No | No |  | Other | No | Unknown | No
929517 | 13585 | Inwood | Bevil Oaks | 77713 | 522 |  |  | Non-Lead - Plastic | Don't Know | Before 1989 |  | Lead | Before 1989 |  | Lead | No | No |  | Single Family Residence | No | Unknown | Yes
929402 | 13590 | Inwood | Bevil Oaks | 77713 | 171 |  |  | Non-Lead - Plastic | Don't Know | Before 1989 |  | Non-Lead - Plastic | Before 1989 |  | Non-Lead | No | No |  | Single Family Residence | No | Unknown | No
929634 | 13595 | Inwood | Bevil Oaks | 77713 | 58958 |  |  | Non-Lead - Plastic | Don't Know | Before 1989 |  | Non-Lead - Plastic | Before 1989 |  | Non-Lead | No | No |  | Single Family Residence | No | Unknown | No
929634-2 | 13595 | Inwood | Bevil Oaks | 77713 | 58958-2 |  |  | Non-Lead - Plastic | Don't Know | Unknown |  | Non-Lead - Plastic | Unknown |  | Non-Lead | No | No |  | Other | No | Unknown | No
929598 | 13325 | Leaning Oaks | Bevil Oaks | 77713 | 5885 |  |  | Unknown - Unlikely Lead | Don't Know | Before 1989 |  | Unknown - Unlikely Lead | Before 1989 |  | Unknown | Don't Know | Don't Know |  | Single Family Residence | Unknown | Unknown | No
929367 | 13330 | Leaning Oaks | Bevil Oaks | 77713 | 57 |  |  | Unknown - Unlikely Lead | Don't Know | Before 1989 |  | Unknown - Unlikely Lead | Before 1989 |  | Unknown | Don't Know | Don't Know |  | Single Family Residence | Unknown | Unknown | No
929367-2 | 13330 | Leaning Oaks | Bevil Oaks | 77713 | 57-2 |  |  | Unknown - Unlikely Lead | Don't Know | Unknown |  | Unknown - Unlikely Lead | Unknown |  | Unknown | Don't Know | Don't Know |  | Other | Unknown | Unknown | No
929551 | 13335 | Leaning Oaks | Bevil Oaks | 77713 | 58704 |  |  | Unknown - Unlikely Lead | Don't Know | Before 1989 |  | Unknown - Unlikely Lead | Before 1989 |  | Unknown | Don't Know | Don't Know |  | Single Family Residence | Unknown | Unknown | No
929780 | 13340 | Leaning Oaks | Bevil Oaks | 77713 | 59147 |  |  | Unknown - Unlikely Lead | Don't Know | Before 1989 |  | Unknown - Unlikely Lead | Before 1989 |  | Unknown | Don't Know | Don't Know |  | Single Family Residence | Unknown | Unknown | No
929780-2 | 13340 | Leaning Oaks | Bevil Oaks | 77713 | 59147-2 |  |  | Unknown - Unlikely Lead | Don't Know | Unknown |  | Unknown - Unlikely Lead | Unknown |  | Unknown | Don't Know | Don't Know |  | Other | Unknown | Unknown | No
929418 | 13345 | Leaning Oaks | Bevil Oaks | 77713 | 223 |  |  | Unknown - Unlikely Lead | Don't Know | Before 1989 |  | Unknown - Unlikely Lead | Before 1989 |  | Unknown | Don't Know | Don't Know |  | Single Family Residence | Unknown | Unknown | No
929418-2 | 13345 | Leaning Oaks | Bevil Oaks | 77713 | 223-2 |  |  | Unknown - Unlikely Lead | Don't Know | Unknown |  | Unknown - Unlikely Lead | Unknown |  | Unknown | Don't Know | Don't Know |  | Other | Unknown | Unknown | No
929681 | 13350 | Leaning Oaks | Bevil Oaks | 77713 | 59027 |  |  | Unknown - Unlikely Lead | Don't Know | Before 1989 |  | Unknown - Unlikely Lead | Before 1989 |  | Unknown | Don't Know | Don't Know |  | Single Family Residence | Unknown | Unknown | No
943345 | 13355 | Leaning Oaks | Bevil Oaks | 77713 | 19 |  |  | Unknown - Unlikely Lead | Don't Know | Before 1989 |  | Unknown - Unlikely Lead | Before 1989 |  | Unknown | Don't Know | Don't Know |  | Single Family Residence | Unknown | Unknown | No
929432 | 13360 | Leaning Oaks | Bevil Oaks | 77713 | 256 |  |  | Unknown - Unlikely Lead | Don't Know | Before 1989 |  | Unknown - Unlikely Lead | Before 1989 |  | Unknown | Don't Know | Don't Know |  | Single Family Residence | Unknown | Unknown | No
929370 | 13365 | Leaning Oaks | Bevil Oaks | 77713 | 66 |  |  | Unknown - Unlikely Lead | Don't Know | Before 1989 |  | Unknown - Unlikely Lead | Before 1989 |  | Unknown | Don't Know | Don't Know |  | Single Family Residence | Unknown | Unknown | No
929370-2 | 13365 | Leaning Oaks | Bevil Oaks | 77713 | 66-2 |  |  | Unknown - Unlikely Lead | Don't Know | Unknown |  | Unknown - Unlikely Lead | Unknown |  | Unknown | Don't Know | Don't Know |  | Other | Unknown | Unknown | No
929621 | 13375 | Leaning Oaks | Bevil Oaks | 77713 | 58932 |  |  | Unknown - Unlikely Lead | Don't Know | Between 1989 and 2014 |  | Unknown - Unlikely Lead | Between 1989 and 2014 |  | Unknown | Don't Know | Don't Know |  | Single Family Residence | Unknown | Unknown | No
929621-2 | 13375 | Leaning Oaks | Bevil Oaks | 77713 | 58932-2 |  |  | Unknown - Unlikely Lead | Don't Know | Unknown |  | Unknown - Unlikely Lead | Unknown |  | Unknown | Don't Know | Don't Know |  | Other | Unknown | Unknown | No
929522 | 13390 | Leaning Oaks | Bevil Oaks | 77713 | 545 |  |  | Unknown - Unlikely Lead | Don't Know | Before 1989 |  | Unknown - Unlikely Lead | Before 1989 |  | Unknown | Don't Know | Don't Know |  | Single Family Residence | Unknown | Unknown | No
929682 | 13395 | Leaning Oaks | Bevil Oaks | 77713 | 59028 |  |  | Unknown - Unlikely Lead | Don't Know | Before 1989 |  | Unknown - Unlikely Lead | Before 1989 |  | Unknown | Don't Know | Don't Know |  | Single Family Residence | Unknown | Unknown | No
929741 | 13420 | Leaning Oaks | Bevil Oaks | 77713 | 59108 |  |  | Unknown - Unlikely Lead | Don't Know | Before 1989 |  | Unknown - Unlikely Lead | Before 1989 |  | Unknown | Don't Know | Don't Know |  | Single Family Residence | Unknown | Unknown | No
929741-2 | 13420 | Leaning Oaks | Bevil Oaks | 77713 | 59108-2 |  |  | Unknown - Unlikely Lead | Don't Know | Unknown |  | Unknown - Unlikely Lead | Unknown |  | Unknown | Don't Know | Don't Know |  | Other | Unknown | Unknown | No
943354 | 13425 | Leaning Oaks | Bevil Oaks | 77713 | 134 |  |  | Unknown - Unlikely Lead | Don't Know | Before 1989 |  | Unknown - Unlikely Lead | Before 1989 |  | Unknown | Don't Know | Don't Know |  | Single Family Residence | Unknown | Unknown | No
929585 | 13430 | Leaning Oaks | Bevil Oaks | 77713 | 58848 |  |  | Unknown - Unlikely Lead | Don't Know | Before 1989 |  | Unknown - Unlikely Lead | Before 1989 |  | Unknown | Don't Know | Don't Know |  | Single Family Residence | Unknown | Unknown | No
929734 | 13445 | Leaning Oaks | Bevil Oaks | 77713 | 59101 |  |  | Unknown - Unlikely Lead | Don't Know | Before 1989 |  | Unknown - Unlikely Lead | Before 1989 |  | Unknown | Don't Know | Don't Know |  | Single Family Residence | Unknown | Unknown | No
929748 | 13450 | Leaning Oaks | Bevil Oaks | 77713 | 59115 |  |  | Unknown - Unlikely Lead | Don't Know | Before 1989 |  | Unknown - Unlikely Lead | Before 1989 |  | Unknown | Don't Know | Don't Know |  | Single Family Residence | Unknown | Unknown | No
929574 | 13460 | Leaning Oaks | Bevil Oaks | 77713 | 58818 |  |  | Unknown - Unlikely Lead | Don't Know | Before 1989 |  | Unknown - Unlikely Lead | Before 1989 |  | Unknown | Don't Know | Don't Know |  | Single Family Residence | Unknown | Unknown | No
929584 | 13465 | Leaning Oaks | Bevil Oaks | 77713 | 58847 |  |  | Unknown - Unlikely Lead | Don't Know | Before 1989 |  | Unknown - Unlikely Lead | Before 1989 |  | Unknown | Don't Know | Don't Know |  | Single Family Residence | Unknown | Unknown | No
929626 | 13470 | Leaning Oaks | Bevil Oaks | 77713 | 58941 |  |  | Unknown - Unlikely Lead | Don't Know | Before 1989 |  | Unknown - Unlikely Lead | Before 1989 |  | Unknown | Don't Know | Don't Know |  | Single Family Residence | Unknown | Unknown | No
929626-2 | 13470 | Leaning Oaks | Bevil Oaks | 77713 | 58941-2 |  |  | Unknown - Unlikely Lead | Don't Know | Unknown |  | Unknown - Unlikely Lead | Unknown |  | Unknown | Don't Know | Don't Know |  | Other | Unknown | Unknown | No
929388 | 13475 | Leaning Oaks | Bevil Oaks | 77713 | 128 |  |  | Unknown - Unlikely Lead | Don't Know | Before 1989 |  | Unknown - Unlikely Lead | Before 1989 |  | Unknown | Don't Know | Don't Know |  | Single Family Residence | Unknown | Unknown | No
929398 | 13490 | Leaning Oaks | Bevil Oaks | 77713 | 152 |  |  | Unknown - Unlikely Lead | Don't Know | Before 1989 |  | Unknown - Unlikely Lead | Before 1989 |  | Unknown | Don't Know | Don't Know |  | Single Family Residence | Unknown | Unknown | No
929398-2 | 13490 | Leaning Oaks | Bevil Oaks | 77713 | 152-2 |  |  | Unknown - Unlikely Lead | Don't Know | Unknown |  | Unknown - Unlikely Lead | Unknown |  | Unknown | Don't Know | Don't Know |  | Other | Unknown | Unknown | No
943361 | 13495 | Leaning Oaks | Bevil Oaks | 77713 | 165 |  |  | Unknown - Unlikely Lead | Don't Know | Before 1989 |  | Unknown - Unlikely Lead | Before 1989 |  | Unknown | Don't Know | Don't Know |  | Single Family Residence | Unknown | Unknown | No
943368 | 13520 | Leaning Oaks | Bevil Oaks | 77713 | 58942 |  |  | Unknown - Unlikely Lead | Don't Know | Before 1989 |  | Unknown - Unlikely Lead | Before 1989 |  | Unknown | Don't Know | Don't Know |  | Single Family Residence | Unknown | Unknown | No
929415 | 13525 | Leaning Oaks | Bevil Oaks | 77713 | 211 |  |  | Unknown - Unlikely Lead | Don't Know | Before 1989 |  | Unknown - Unlikely Lead | Before 1989 |  | Unknown | Don't Know | Don't Know |  | Single Family Residence | Unknown | Unknown | No
929415-2 | 13525 | Leaning Oaks | Bevil Oaks | 77713 | 211-2 |  |  | Unknown - Unlikely Lead | Don't Know | Unknown |  | Unknown - Unlikely Lead | Unknown |  | Unknown | Don't Know | Don't Know |  | Other | Unknown | Unknown | No
929680 | 13540 | Leaning Oaks | Bevil Oaks | 77713 | 59026 |  |  | Unknown - Unlikely Lead | Don't Know | Before 1989 |  | Unknown - Unlikely Lead | Before 1989 |  | Unknown | Don't Know | Don't Know |  | Single Family Residence | Unknown | Unknown | No
929637 | 13545 | Leaning Oaks | Bevil Oaks | 77713 | 58962 |  |  | Unknown - Unlikely Lead | Don't Know | Before 1989 |  | Unknown - Unlikely Lead | Before 1989 |  | Unknown | Don't Know | Don't Know |  | Single Family Residence | Unknown | Unknown | No
929699 | 13550 | Leaning Oaks | Bevil Oaks | 77713 | 59061 |  |  | Unknown - Unlikely Lead | Don't Know | Before 1989 |  | Unknown - Unlikely Lead | Before 1989 |  | Unknown | Don't Know | Don't Know |  | Single Family Residence | Unknown | Unknown | No
929708 | 13555 | Leaning Oaks | Bevil Oaks | 77713 | 59073 |  |  | Unknown - Unlikely Lead | Don't Know | Before 1989 |  | Unknown - Unlikely Lead | Before 1989 |  | Unknown | Don't Know | Don't Know |  | Single Family Residence | Unknown | Unknown | No
929649 | 13560 | Leaning Oaks | Bevil Oaks | 77713 | 58981 |  |  | Unknown - Unlikely Lead | Don't Know | Before 1989 |  | Unknown - Unlikely Lead | Before 1989 |  | Unknown | Don't Know | Don't Know |  | Single Family Residence | Unknown | Unknown | No
929649-2 | 13560 | Leaning Oaks | Bevil Oaks | 77713 | 58981-2 |  |  | Unknown - Unlikely Lead | Don't Know | Unknown |  | Unknown - Unlikely Lead | Unknown |  | Unknown | Don't Know | Don't Know |  | Other | Unknown | Unknown | No
929666 | 13565 | Leaning Oaks | Bevil Oaks | 77713 | 59009 |  |  | Unknown - Unlikely Lead | Don't Know | Before 1989 |  | Unknown - Unlikely Lead | Before 1989 |  | Unknown | Don't Know | Don't Know |  | Single Family Residence | Unknown | Unknown | No
943374 | 13575 | Leaning Oaks | Bevil Oaks | 77713 | 274 |  |  | Unknown - Unlikely Lead | Don't Know | Before 1989 |  | Unknown - Unlikely Lead | Before 1989 |  | Unknown | Don't Know | Don't Know |  | Single Family Residence | Unknown | Unknown | No
929772 | 13580 | Leaning Oaks | Bevil Oaks | 77713 | 59139 |  |  | Unknown - Unlikely Lead | Don't Know | Before 1989 |  | Unknown - Unlikely Lead | Before 1989 |  | Unknown | Don't Know | Don't Know |  | Single Family Residence | Unknown | Unknown | No
943377 | 13590 | Leaning Oaks | Bevil Oaks | 77713 | 58745 |  |  | Unknown - Unlikely Lead | Don't Know | Before 1989 |  | Unknown - Unlikely Lead | Before 1989 |  | Unknown | Don't Know | Don't Know |  | Single Family Residence | Unknown | Unknown | No
929429 | 13595 | Leaning Oaks | Bevil Oaks | 77713 | 246 |  |  | Unknown - Unlikely Lead | Don't Know | Before 1989 |  | Unknown - Unlikely Lead | Before 1989 |  | Unknown | Don't Know | Don't Know |  | Single Family Residence | Unknown | Unknown | No
929668 | 13320 | Mazie | Bevil Oaks | 77713 | 59011 |  |  | Unknown - Unlikely Lead | Don't Know | Between 1989 and 2014 |  | Unknown - Unlikely Lead | Between 1989 and 2014 |  | Unknown | Don't Know | Don't Know |  | Single Family Residence | Unknown | Unknown | No
943329 | 13325 | Mazie | Bevil Oaks | 77713 | 304 |  |  | Unknown - Unlikely Lead | Don't Know | Before 1989 |  | Unknown - Unlikely Lead | Before 1989 |  | Unknown | Don't Know | Don't Know |  | Single Family Residence | Unknown | Unknown | No
929549 | 13330 | Mazie | Bevil Oaks | 77713 | 48701 |  |  | Unknown - Unlikely Lead | Don't Know | Before 1989 |  | Unknown - Unlikely Lead | Before 1989 |  | Unknown | Don't Know | Don't Know |  | Single Family Residence | Unknown | Unknown | No
929549-2 | 13330 | Mazie | Bevil Oaks | 77713 | 48701-2 |  |  | Unknown - Unlikely Lead | Don't Know | Unknown |  | Unknown - Unlikely Lead | Unknown |  | Unknown | Don't Know | Don't Know |  | Other | Unknown | Unknown | No
929661 | 13420 | Mazie | Bevil Oaks | 77713 | 58999 |  |  | Unknown - Unlikely Lead | Don't Know | Before 1989 |  | Unknown - Unlikely Lead | Before 1989 |  | Unknown | Don't Know | Don't Know |  | Single Family Residence | Unknown | Unknown | No
929661-2 | 13420 | Mazie | Bevil Oaks | 77713 | 58999-2 |  |  | Unknown - Unlikely Lead | Don't Know | Unknown |  | Unknown - Unlikely Lead | Unknown |  | Unknown | Don't Know | Don't Know |  | Other | Unknown | Unknown | No
943355 | 13425 | Mazie | Bevil Oaks | 77713 | 496 |  |  | Unknown - Unlikely Lead | Don't Know | Before 1989 |  | Unknown - Unlikely Lead | Before 1989 |  | Unknown | Don't Know | Don't Know |  | Single Family Residence | Unknown | Unknown | No
929733 | 13435 | Mazie | Bevil Oaks | 77713 | 59100 |  |  | Unknown - Unlikely Lead | Don't Know | Before 1989 |  | Unknown - Unlikely Lead | Before 1989 |  | Unknown | Don't Know | Don't Know |  | Single Family Residence | Unknown | Unknown | No
943327 | 13310 | Moss Hill | Bevil Oaks | 77713 | 124 |  |  | Unknown - Unlikely Lead | Don't Know | Before 1989 |  | Unknown - Unlikely Lead | Before 1989 |  | Unknown | Don't Know | Don't Know |  | Single Family Residence | Unknown | Unknown | No
943327-2 | 13310 | Moss Hill | Bevil Oaks | 77713 | 124-2 |  |  | Unknown - Unlikely Lead | Don't Know | Unknown |  | Unknown - Unlikely Lead | Unknown |  | Unknown | Don't Know | Don't Know |  | Other | Unknown | Unknown | No
929756 | 13315 | Moss Hill | Bevil Oaks | 77713 | 59123 |  |  | Unknown - Unlikely Lead | Don't Know | Before 1989 |  | Unknown - Unlikely Lead | Before 1989 |  | Unknown | Don't Know | Don't Know |  | Single Family Residence | Unknown | Unknown | No
943330 | 13325 | Moss Hill | Bevil Oaks | 77713 | 11701 |  |  | Unknown - Unlikely Lead | Don't Know | Before 1989 |  | Unknown - Unlikely Lead | Before 1989 |  | Unknown | Don't Know | Don't Know |  | Single Family Residence | Unknown | Unknown | No
929505 | 13330 | Moss Hill | Bevil Oaks | 77713 | 475 |  |  | Unknown - Unlikely Lead | Don't Know | Before 1989 |  | Unknown - Unlikely Lead | Before 1989 |  | Unknown | Don't Know | Don't Know |  | Single Family Residence | Unknown | Unknown | No
929628 | 13335 | Moss Hill | Bevil Oaks | 77713 | 58946 |  |  | Unknown - Unlikely Lead | Don't Know | Before 1989 |  | Unknown - Unlikely Lead | Before 1989 |  | Unknown | Don't Know | Don't Know |  | Single Family Residence | Unknown | Unknown | Yes
929628-2 | 13335 | Moss Hill | Bevil Oaks | 77713 | 58946-2 |  |  | Unknown - Unlikely Lead | Don't Know | Unknown |  | Unknown - Unlikely Lead | Unknown |  | Unknown | Don't Know | Don't Know |  | Other | Unknown | Unknown | No
929560 | 13340 | Moss Hill | Bevil Oaks | 77713 | 58751 |  |  | Unknown - Unlikely Lead | Don't Know | Before 1989 |  | Unknown - Unlikely Lead | Before 1989 |  | Unknown | Don't Know | Don't Know |  | Single Family Residence | Unknown | Unknown | No
929762 | 13345 | Moss Hill | Bevil Oaks | 77713 | 59129 |  |  | Unknown - Unlikely Lead | Don't Know | Before 1989 |  | Unknown - Unlikely Lead | Before 1989 |  | Unknown | Don't Know | Don't Know |  | Single Family Residence | Unknown | Unknown | No
929435 | 13350 | Moss Hill | Bevil Oaks | 77713 | 264 |  |  | Unknown - Unlikely Lead | Don't Know | Before 1989 |  | Unknown - Unlikely Lead | Before 1989 |  | Unknown | Don't Know | Don't Know |  | Single Family Residence | Unknown | Unknown | No
943346 | 13355 | Moss Hill | Bevil Oaks | 77713 | 447 |  |  | Unknown - Unlikely Lead | Don't Know | Before 1989 |  | Unknown - Unlikely Lead | Before 1989 |  | Unknown | Don't Know | Don't Know |  | Single Family Residence | Unknown | Unknown | No
929353 | 13370 | Moss Hill | Bevil Oaks | 77713 | 7 |  |  | Unknown - Unlikely Lead | Don't Know | Before 1989 |  | Unknown - Unlikely Lead | Before 1989 |  | Unknown | Don't Know | Don't Know |  | Single Family Residence | Unknown | Unknown | No
943349 | 13375 | Moss Hill | Bevil Oaks | 77713 | 566 |  |  | Unknown - Unlikely Lead | Don't Know | After 2014 |  | Unknown - Unlikely Lead | After 2014 |  | Unknown | Don't Know | Don't Know |  | Single Family Residence | Unknown | Unknown | No
929594 | 13390 | Moss Hill | Bevil Oaks | 77713 | 58876 |  |  | Unknown - Unlikely Lead | Don't Know | After 2014 |  | Unknown - Unlikely Lead | After 2014 |  | Unknown | Don't Know | Don't Know |  | Single Family Residence | Unknown | Unknown | No
929371 | 13420 | Moss Hill | Bevil Oaks | 77713 | 76 |  |  | Unknown - Unlikely Lead | Don't Know | Before 1989 |  | Unknown - Unlikely Lead | Before 1989 |  | Unknown | Don't Know | Don't Know |  | Single Family Residence | Unknown | Unknown | No
929393 | 13420 | Moss Hill | Bevil Oaks | 77713 | 136 |  |  | Unknown - Unlikely Lead | Don't Know | Before 1989 |  | Unknown - Unlikely Lead | Before 1989 |  | Unknown | Don't Know | Don't Know |  | Single Family Residence | Unknown | Unknown | No
929643 | 13430 | Moss Hill | Bevil Oaks | 77713 | 58971 |  |  | Unknown - Unlikely Lead | Don't Know | Before 1989 |  | Unknown - Unlikely Lead | Before 1989 |  | Unknown | Don't Know | Don't Know |  | Single Family Residence | Unknown | Unknown | No
929639 | 13435 | Moss Hill | Bevil Oaks | 77713 | 58964 |  |  | Unknown - Unlikely Lead | Don't Know | Before 1989 |  | Unknown - Unlikely Lead | Before 1989 |  | Unknown | Don't Know | Don't Know |  | Single Family Residence | Unknown | Unknown | No
929424 | 13470 | Moss Hill | Bevil Oaks | 77713 | 234 |  |  | Unknown - Unlikely Lead | Don't Know | Before 1989 |  | Unknown - Unlikely Lead | Before 1989 |  | Unknown | Don't Know | Don't Know |  | Single Family Residence | Unknown | Unknown | No
929611 | 13495 | Moss Hill | Bevil Oaks | 77713 | 58916 |  |  | Unknown - Unlikely Lead | Don't Know | After 2014 |  | Unknown - Unlikely Lead | Before 1989 |  | Unknown | Don't Know | Don't Know |  | Single Family Residence | Unknown | Unknown | No
929611-2 | 13495 | Moss Hill | Bevil Oaks | 77713 | 58916-2 |  |  | Unknown - Unlikely Lead | Don't Know | Unknown |  | Unknown - Unlikely Lead | Unknown |  | Unknown | Don't Know | Don't Know |  | Single Family Residence | Unknown | Unknown | No
929436 | 13515 | Moss Hill | Bevil Oaks | 77713 | 267 |  |  | Unknown - Unlikely Lead | Don't Know | Before 1989 |  | Unknown - Unlikely Lead | Before 1989 |  | Unknown | Don't Know | Don't Know |  | Single Family Residence | Unknown | Unknown | No
929766 | 13525 | Moss Hill | Bevil Oaks | 77713 | 59133 |  |  | Unknown - Unlikely Lead | Don't Know | Before 1989 |  | Unknown - Unlikely Lead | Before 1989 |  | Unknown | Don't Know | Don't Know |  | Single Family Residence | Unknown | Unknown | No
929513 | 13535 | Moss Hill | Bevil Oaks | 77713 | 492 |  |  | Unknown - Unlikely Lead | Don't Know | Before 1989 |  | Unknown - Unlikely Lead | Before 1989 |  | Unknown | Don't Know | Don't Know |  | Single Family Residence | Unknown | Unknown | No
943371 | 13540 | Moss Hill | Bevil Oaks | 77713 | 561 |  |  | Unknown - Unlikely Lead | Don't Know | Unknown |  | Unknown - Unlikely Lead | Unknown |  | Unknown | Don't Know | Don't Know |  | Other | Unknown | Unknown | No
929544 | 13545 | Moss Hill | Bevil Oaks | 77713 | 18801 |  |  | Unknown - Unlikely Lead | Don't Know | Before 1989 |  | Unknown - Unlikely Lead | Before 1989 |  | Unknown | Don't Know | Don't Know |  | Single Family Residence | Unknown | Unknown | No
929369 | 13550 | Moss Hill | Bevil Oaks | 77713 | 62 |  |  | Unknown - Unlikely Lead | Don't Know | Before 1989 |  | Unknown - Unlikely Lead | Before 1989 |  | Unknown | Don't Know | Don't Know |  | Single Family Residence | Unknown | Unknown | No
929352 | 13555 | Moss Hill | Bevil Oaks | 77713 | 4 |  |  | Unknown - Unlikely Lead | Don't Know | Before 1989 |  | Unknown - Unlikely Lead | Before 1989 |  | Unknown | Don't Know | Don't Know |  | Single Family Residence | Unknown | Unknown | No
943373 | 13570 | Moss Hill | Bevil Oaks | 77713 | 59 |  |  | Unknown - Unlikely Lead | Don't Know | Before 1989 |  | Unknown - Unlikely Lead | Before 1989 |  | Unknown | Don't Know | Don't Know |  | Single Family Residence | Unknown | Unknown | No
943373-2 | 13570 | Moss Hill | Bevil Oaks | 77713 | 59-2 |  |  | Unknown - Unlikely Lead | Don't Know | Unknown |  | Unknown - Unlikely Lead | Before 1989 |  | Unknown | Don't Know | Don't Know |  | Other | Unknown | Unknown | No
929397 | 13590 | Moss Hill | Bevil Oaks | 77713 | 150 |  |  | Unknown - Unlikely Lead | Don't Know | Before 1989 |  | Unknown - Unlikely Lead | Before 1989 |  | Unknown | Don't Know | Don't Know |  | Single Family Residence | Unknown | Unknown | No
1265350 | 13595 | Moss Hill | Bevil Oaks | 77713 | 2004 |  |  | Unknown - Unlikely Lead | Don't Know | After 2014 |  | Unknown - Unlikely Lead | After 2014 |  | Unknown | Don't Know | Don't Know |  | Single Family Residence | Unknown | Unknown | No
929760 | 13635 | Moss Hill | Bevil Oaks | 77713 | 59127 |  |  | Unknown - Unlikely Lead | Don't Know | Before 1989 |  | Unknown - Unlikely Lead | Before 1989 |  | Unknown | Don't Know | Don't Know |  | Single Family Residence | Unknown | Unknown | No
943380 | 13645 | Moss Hill | Bevil Oaks | 77713 | 58974 |  |  | Unknown - Unlikely Lead | Don't Know | Before 1989 |  | Unknown - Unlikely Lead | Before 1989 |  | Unknown | Don't Know | Don't Know |  | Single Family Residence | Unknown | Unknown | No
929391 | 13650 | Moss Hill | Bevil Oaks | 77713 | 132 |  |  | Unknown - Unlikely Lead | Don't Know | Before 1989 |  | Unknown - Unlikely Lead | Before 1989 |  | Unknown | Don't Know | Don't Know |  | Single Family Residence | Unknown | Unknown | Yes
943381 | 13655 | Moss Hill | Bevil Oaks | 77713 | 365 |  |  | Unknown - Unlikely Lead | Don't Know | Before 1989 |  | Unknown - Unlikely Lead | Before 1989 |  | Unknown | Don't Know | Don't Know |  | Single Family Residence | Unknown | Unknown | No
929534 | 7955 | N. Riverbend | Bevil Oaks | 77713 | 662 |  |  | Unknown - Unlikely Lead | Don't Know | Before 1989 |  | Unknown - Unlikely Lead | Before 1989 |  | Unknown | Don't Know | Don't Know |  | Single Family Residence | Unknown | Unknown | No
929520 | 7975 | N. Riverbend | Bevil Oaks | 77713 | 530 |  |  | Unknown - Unlikely Lead | Don't Know | Before 1989 |  | Unknown - Unlikely Lead | Before 1989 |  | Unknown | Don't Know | Don't Know |  | Single Family Residence | Unknown | Unknown | No
929520-2 | 7975 | N. Riverbend | Bevil Oaks | 77713 | 530-2 |  |  | Unknown - Unlikely Lead | Don't Know | Unknown |  | Unknown - Unlikely Lead | Unknown |  | Unknown | Don't Know | Don't Know |  | Single Family Residence | Unknown | Unknown | No
947528 | 8070 | N. Riverbend | Bevil Oaks | 77713 | 59182 |  |  | Unknown - Unlikely Lead | Don't Know | Before 1989 |  | Unknown - Unlikely Lead | Before 1989 |  | Unknown | Don't Know | Don't Know |  | Single Family Residence | Unknown | Unknown | No
929511 | 13520 | Niagra | Bevil Oaks | 77713 | 485 |  |  | Unknown - Unlikely Lead | Don't Know | Before 1989 |  | Unknown - Unlikely Lead | Before 1989 |  | Unknown | Don't Know | Don't Know |  | Single Family Residence | Unknown | Unknown | No
929408 | 13525 | Niagra | Bevil Oaks | 77713 | 190 |  |  | Unknown - Unlikely Lead | Don't Know | Before 1989 |  | Unknown - Unlikely Lead | Before 1989 |  | Unknown | Don't Know | Don't Know |  | Single Family Residence | Unknown | Unknown | No
929477 | 13540 | Niagra | Bevil Oaks | 77713 | 397 |  |  | Unknown - Unlikely Lead | Don't Know | Before 1989 |  | Unknown - Unlikely Lead | Before 1989 |  | Unknown | Don't Know | Don't Know |  | Single Family Residence | Unknown | Unknown | No
929483 | 13545 | Niagra | Bevil Oaks | 77713 | 418 |  |  | Unknown - Unlikely Lead | Don't Know | Before 1989 |  | Unknown - Unlikely Lead | Before 1989 |  | Unknown | Don't Know | Don't Know |  | Single Family Residence | Unknown | Unknown | No
929498 | 13550 | Niagra | Bevil Oaks | 77713 | 454 |  |  | Unknown - Unlikely Lead | Don't Know | Between 1989 and 2014 |  | Unknown - Unlikely Lead | Between 1989 and 2014 |  | Unknown | Don't Know | Don't Know |  | Single Family Residence | Unknown | Unknown | No
929550 | 13555 | Niagra | Bevil Oaks | 77713 | 51201 |  |  | Unknown - Unlikely Lead | Don't Know | Before 1989 |  | Unknown - Unlikely Lead | Before 1989 |  | Unknown | Don't Know | Don't Know |  | Single Family Residence | Unknown | Unknown | No
929590 | 7020 | Riverbend | Bevil Oaks | 77713 | 58870 |  |  | Unknown - Unlikely Lead | Don't Know | Before 1989 |  | Unknown - Unlikely Lead | Before 1989 |  | Unknown | Don't Know | Don't Know |  | Single Family Residence | Unknown | Unknown | No
929354 | 7040 | Riverbend | Bevil Oaks | 77713 | 8 |  |  | Unknown - Unlikely Lead | Don't Know | Between 1989 and 2014 |  | Unknown - Unlikely Lead | Between 1989 and 2014 |  | Unknown | Don't Know | Don't Know |  | Single Family Residence | Unknown | Unknown | No
929354-2 | 7040 | Riverbend | Bevil Oaks | 77713 | 8a |  |  | Unknown - Unlikely Lead | Don't Know | Unknown |  | Unknown - Unlikely Lead | Unknown |  | Unknown | Don't Know | Don't Know |  | Other | Unknown | Unknown | No
929491 | 7120 | Riverbend | Bevil Oaks | 77713 | 428 |  |  | Unknown - Unlikely Lead | Don't Know | Before 1989 |  | Unknown - Unlikely Lead | Before 1989 |  | Unknown | Don't Know | Don't Know |  | Single Family Residence | Unknown | Unknown | No
1349544 | 7125 | Riverbend | Bevil Oaks | 77713 | 2016 |  |  | Unknown - Unlikely Lead | Don't Know | Before 1989 |  | Unknown - Unlikely Lead | Before 1989 |  | Unknown | Don't Know | Don't Know |  | Other | Unknown | Unknown | No
947422 | 7130 | Riverbend | Bevil Oaks | 77713 | 59181 |  |  | Unknown - Unlikely Lead | Don't Know | Before 1989 |  | Unknown - Unlikely Lead | Before 1989 |  | Unknown | Don't Know | Don't Know |  | Single Family Residence | Unknown | Unknown | No
943390 | 7135 | Riverbend | Bevil Oaks | 77713 | 513 |  |  | Unknown - Unlikely Lead | Don't Know | Before 1989 |  | Unknown - Unlikely Lead | Before 1989 |  | Unknown | Don't Know | Don't Know |  | Other | Unknown | Unknown | No
929528 | 7140 | Riverbend | Bevil Oaks | 77713 | 624 |  |  | Unknown - Unlikely Lead | Don't Know | Before 1989 |  | Unknown - Unlikely Lead | Before 1989 |  | Unknown | Don't Know | Don't Know |  | Single Family Residence | Unknown | Unknown | No
1458521 | 7310 | Riverbend | Bevil Oaks | 77713 | 2021 |  |  | Unknown - Unlikely Lead | Don't Know | After 2014 |  | Unknown - Unlikely Lead | After 2014 |  | Unknown | Don't Know | Don't Know |  | Single Family Residence | Unknown | Unknown | No
929654 | 7320 | Riverbend | Bevil Oaks | 77713 | 58989 |  |  | Unknown - Unlikely Lead | Don't Know | Between 1989 and 2014 |  | Unknown - Unlikely Lead | Between 1989 and 2014 |  | Unknown | Don't Know | Don't Know |  | Single Family Residence | Unknown | Unknown | No
929604 | 7330 | Riverbend | Bevil Oaks | 77713 | 58898 |  |  | Unknown - Unlikely Lead | Don't Know | After 2014 |  | Unknown - Unlikely Lead | After 2014 |  | Unknown | Don't Know | Don't Know |  | Single Family Residence | Unknown | Unknown | No
929540 | 7350 | Riverbend | Bevil Oaks | 77713 | 1601 |  |  | Unknown - Unlikely Lead | Don't Know | Before 1989 |  | Unknown - Unlikely Lead | Before 1989 |  | Unknown | Don't Know | Don't Know |  | Single Family Residence | Unknown | Unknown | No
929446 | 7380 | Riverbend | Bevil Oaks | 77713 | 292 |  |  | Unknown - Unlikely Lead | Don't Know | Before 1989 |  | Unknown - Unlikely Lead | Before 1989 |  | Unknown | Don't Know | Don't Know |  | Single Family Residence | Unknown | Unknown | No
929539 | 7390 | Riverbend | Bevil Oaks | 77713 | 679 |  |  | Unknown - Unlikely Lead | Don't Know | Before 1989 |  | Unknown - Unlikely Lead | Before 1989 |  | Unknown | Don't Know | Don't Know |  | Single Family Residence | Unknown | Unknown | No
929539-2 | 7390 | Riverbend | Bevil Oaks | 77713 | 679-2 |  |  | Unknown - Unlikely Lead | Don't Know | Unknown |  | Unknown - Unlikely Lead | Unknown |  | Unknown | Don't Know | Don't Know |  | Other | Unknown | Unknown | No
929373 | 7390 | Riverbend Garage | Bevil Oaks | 77713 | 89 |  |  | Unknown - Unlikely Lead | Don't Know | Before 1989 |  | Unknown - Unlikely Lead | Before 1989 |  | Unknown | Don't Know | Don't Know |  | Single Family Residence | Unknown | Unknown | No
929530 | 7410 | Riverbend | Bevil Oaks | 77713 | 640 |  |  | Unknown - Unlikely Lead | Don't Know | Between 1989 and 2014 |  | Unknown - Unlikely Lead | Between 1989 and 2014 |  | Unknown | Don't Know | Don't Know |  | Single Family Residence | Unknown | Unknown | No
929475 | 7495 | Riverbend | Bevil Oaks | 77713 | 391 |  |  | Unknown - Unlikely Lead | Don't Know | Before 1989 |  | Unknown - Unlikely Lead | Before 1989 |  | Unknown | Don't Know | Don't Know |  | Single Family Residence | Unknown | Unknown | No
929622 | 7515 | Riverbend | Bevil Oaks | 77713 | 58933 |  |  | Unknown - Unlikely Lead | Don't Know | Before 1989 |  | Unknown - Unlikely Lead | Before 1989 |  | Unknown | Don't Know | Don't Know |  | Single Family Residence | Unknown | Unknown | No
953432 | 7625 | Riverbend | Bevil Oaks | 77713 | 59178 |  |  | Unknown - Unlikely Lead | Don't Know | After 2014 |  | Unknown - Unlikely Lead | After 2014 |  | Unknown | Don't Know | Don't Know |  | Other | Unknown | Unknown | No
929779 | 7695 | Riverbend | Bevil Oaks | 77713 | 59146 |  |  | Unknown - Unlikely Lead | Don't Know | Before 1989 |  | Unknown - Unlikely Lead | Before 1989 |  | Unknown | Don't Know | Don't Know |  | Single Family Residence | Unknown | Unknown | No
943401 | 7725 | Riverbend | Bevil Oaks | 77713 | 317 |  |  | Unknown - Unlikely Lead | Don't Know | Unknown |  | Unknown - Unlikely Lead | Unknown |  | Unknown | Don't Know | Don't Know |  | Other | Unknown | Unknown | No
929516 | 7730 | Riverbend | Bevil Oaks | 77713 | 520 |  |  | Unknown - Unlikely Lead | Don't Know | Between 1989 and 2014 |  | Unknown - Unlikely Lead | Between 1989 and 2014 |  | Unknown | Don't Know | Don't Know |  | Single Family Residence | Unknown | Unknown | No
943403 | 7735 | Riverbend | Bevil Oaks | 77713 | 470 |  |  | Unknown - Unlikely Lead | Don't Know | Unknown |  | Unknown - Unlikely Lead | Unknown |  | Unknown | Don't Know | Don't Know |  | Other | Unknown | Unknown | No
943403-2 | 7735 | Riverbend | Bevil Oaks | 77713 | 470-2 |  |  | Unknown - Unlikely Lead | Don't Know | Unknown |  | Unknown - Unlikely Lead | Unknown |  | Unknown | Don't Know | Don't Know |  | Other | Unknown | Unknown | No
929468 | 7745 | Riverbend | Bevil Oaks | 77713 | 371 |  |  | Unknown - Unlikely Lead | Don't Know | Before 1989 |  | Unknown - Unlikely Lead | Before 1989 |  | Unknown | Don't Know | Don't Know |  | Single Family Residence | Unknown | Unknown | No
929496 | 7755 | Riverbend | Bevil Oaks | 77713 | 449 |  |  | Unknown - Unlikely Lead | Don't Know | Before 1989 |  | Unknown - Unlikely Lead | Before 1989 |  | Unknown | Don't Know | Don't Know |  | Single Family Residence | Unknown | Unknown | No
929496-2 | 7755 | Riverbend | Bevil Oaks | 77713 | 449-2 |  |  | Unknown - Unlikely Lead | Don't Know | Unknown |  | Unknown - Unlikely Lead | Unknown |  | Unknown | Don't Know | Don't Know |  | Other | Unknown | Unknown | No
929582 | 7765 | Riverbend | Bevil Oaks | 77713 | 58840 |  |  | Unknown - Unlikely Lead | Don't Know | Before 1989 |  | Unknown - Unlikely Lead | Before 1989 |  | Unknown | Don't Know | Don't Know |  | Single Family Residence | Unknown | Unknown | No
929399 | 7775 | Riverbend | Bevil Oaks | 77713 | 155 |  |  | Unknown - Unlikely Lead | Don't Know | Before 1989 |  | Unknown - Unlikely Lead | Before 1989 |  | Unknown | Don't Know | Don't Know |  | Single Family Residence | Unknown | Unknown | No
929570 | 7785 | Riverbend | Bevil Oaks | 77713 | 58805 |  |  | Unknown - Unlikely Lead | Don't Know | Before 1989 |  | Unknown - Unlikely Lead | Before 1989 |  | Unknown | Don't Know | Don't Know |  | Single Family Residence | Unknown | Unknown | No
929768 | 7820 | Riverbend | Bevil Oaks | 77713 | 59135 |  |  | Unknown - Unlikely Lead | Don't Know | Before 1989 |  | Unknown - Unlikely Lead | Before 1989 |  | Unknown | Don't Know | Don't Know |  | Single Family Residence | Unknown | Unknown | No
929427 | 7825 | Riverbend | Bevil Oaks | 77713 | 244 |  |  | Unknown - Unlikely Lead | Don't Know | Before 1989 |  | Unknown - Unlikely Lead | Before 1989 |  | Unknown | Don't Know | Don't Know |  | Single Family Residence | Unknown | Unknown | Yes
929478 | 7830 | Riverbend | Bevil Oaks | 77713 | 398 |  |  | Unknown - Unlikely Lead | Don't Know | Before 1989 |  | Unknown - Unlikely Lead | Before 1989 |  | Unknown | Don't Know | Don't Know |  | Single Family Residence | Unknown | Unknown | No
943322 | 13235 | River Oaks Blvd | Bevil Oaks | 77713 | 199 |  |  | Unknown - Unlikely Lead | Don't Know | Before 1989 |  | Unknown - Unlikely Lead | Before 1989 |  | Unknown | Don't Know | Don't Know |  | Single Family Residence | Unknown | Unknown | No
929400 | 13250 | River Oaks Blvd | Bevil Oaks | 77713 | 166 |  |  | Unknown - Unlikely Lead | Don't Know | Between 1989 and 2014 |  | Unknown - Unlikely Lead | Between 1989 and 2014 |  | Unknown | Don't Know | Don't Know |  | Single Family Residence | Unknown | Unknown | No
943324 | 13255 | River Oaks Blvd | Bevil Oaks | 77713 | 58947 |  |  | Unknown - Unlikely Lead | Don't Know | Before 1989 |  | Unknown - Unlikely Lead | Before 1989 |  | Unknown | Don't Know | Don't Know |  | Single Family Residence | Unknown | Unknown | No
929359 | 13280 | River Oaks Blvd | Bevil Oaks | 77713 | 22 |  |  | Unknown - Unlikely Lead | Don't Know | After 2014 |  | Unknown - Unlikely Lead | After 2014 |  | Unknown | Don't Know | Don't Know |  | Single Family Residence | Unknown | Unknown | No
929359-2 | 13280 | River Oaks Blvd | Bevil Oaks | 77713 | 22-2 |  |  | Unknown - Unlikely Lead | Don't Know | Unknown |  | Unknown - Unlikely Lead | Unknown |  | Unknown | Don't Know | Don't Know |  | Building | Unknown | Unknown | No
929542 | 13285 | River Oaks Blvd | Bevil Oaks | 77713 | 4601 |  |  | Unknown - Unlikely Lead | Don't Know | Before 1989 |  | Unknown - Unlikely Lead | Before 1989 |  | Unknown | Don't Know | Don't Know |  | Single Family Residence | Unknown | Unknown | No
929595 | 13320 | River Oaks Blvd | Bevil Oaks | 77713 | 58878 |  |  | Unknown - Unlikely Lead | Don't Know | Before 1989 |  | Unknown - Unlikely Lead | Before 1989 |  | Unknown | Don't Know | Don't Know |  | Single Family Residence | Unknown | Unknown | No
943331 | 13325 | River Oaks Blvd | Bevil Oaks | 77713 | 64 |  |  | Unknown - Unlikely Lead | Don't Know | Before 1989 |  | Unknown - Unlikely Lead | Before 1989 |  | Unknown | Don't Know | Don't Know |  | Single Family Residence | Unknown | Unknown | No
929716 | 13365 | River Oaks Blvd | Bevil Oaks | 77713 | 59081 |  |  | Unknown - Unlikely Lead | Don't Know | Before 1989 |  | Unknown - Unlikely Lead | Before 1989 |  | Unknown | Don't Know | Don't Know |  | Single Family Residence | Unknown | Unknown | Yes
929716-2 | 13365 | River Oaks Blvd | Bevil Oaks | 77713 | 59081-2 |  |  | Unknown - Unlikely Lead | Don't Know | Unknown |  | Unknown - Unlikely Lead | Unknown |  | Unknown | Don't Know | Don't Know |  | Other | Unknown | Unknown | No
929403 | 13385 | River Oaks Blvd | Bevil Oaks | 77713 | 172 |  |  | Unknown - Unlikely Lead | Don't Know | Before 1989 |  | Unknown - Unlikely Lead | Before 1989 |  | Unknown | Don't Know | Don't Know |  | Single Family Residence | Unknown | Unknown | No
929709 | 13400 | River Oaks Blvd | Bevil Oaks | 77713 | 59074 |  |  | Unknown - Unlikely Lead | Don't Know | Before 1989 |  | Unknown - Unlikely Lead | Before 1989 |  | Unknown | Don't Know | Don't Know |  | Single Family Residence | Unknown | Unknown | No
929529 | 13420 | River Oaks Blvd | Bevil Oaks | 77713 | 627 |  |  | Unknown - Unlikely Lead | Don't Know | Before 1989 |  | Unknown - Unlikely Lead | Before 1989 |  | Unknown | Don't Know | Don't Know |  | Single Family Residence | Unknown | Unknown | No
929358 | 13425 | River Oaks Blvd | Bevil Oaks | 77713 | 21 |  |  | Unknown - Unlikely Lead | Don't Know | Before 1989 |  | Unknown - Unlikely Lead | Before 1989 |  | Unknown | Don't Know | Don't Know |  | Single Family Residence | Unknown | Unknown | No
929358-2 | 13425 | River Oaks Blvd | Bevil Oaks | 77713 | 21-2 |  |  | Unknown - Unlikely Lead | Don't Know | Unknown |  | Unknown - Unlikely Lead | Unknown |  | Unknown | Don't Know | Don't Know |  | Single Family Residence | Unknown | Unknown | No
929632 | 13450 | River Oaks Blvd | Bevil Oaks | 77713 | 58956 |  |  | Unknown - Unlikely Lead | Don't Know | Before 1989 |  | Unknown - Unlikely Lead | Before 1989 |  | Unknown | Don't Know | Don't Know |  | Single Family Residence | Unknown | Unknown | No
929500 | 13455 | River Oaks Blvd | Bevil Oaks | 77713 | 462 |  |  | Unknown - Unlikely Lead | Don't Know | Before 1989 |  | Unknown - Unlikely Lead | Before 1989 |  | Unknown | Don't Know | Don't Know |  | Single Family Residence | Unknown | Unknown | No
929618 | 13470 | River Oaks Blvd | Bevil Oaks | 77713 | 58927 |  |  | Unknown - Unlikely Lead | Don't Know | Between 1989 and 2014 |  | Unknown - Unlikely Lead | Between 1989 and 2014 |  | Unknown | Don't Know | Don't Know |  | Single Family Residence | Unknown | Unknown | No
943359 | 13475 | River Oaks Blvd | Bevil Oaks | 77713 | 58949 |  |  | Unknown - Unlikely Lead | Don't Know | Before 1989 |  | Unknown - Unlikely Lead | Before 1989 |  | Unknown | Don't Know | Don't Know |  | Single Family Residence | Unknown | Unknown | No
929650 | 13490 | River Oaks Blvd | Bevil Oaks | 77713 | 58982 |  |  | Unknown - Unlikely Lead | Don't Know | Before 1989 |  | Unknown - Unlikely Lead | Before 1989 |  | Unknown | Don't Know | Don't Know |  | Single Family Residence | Unknown | Unknown | No
929531 | 13495 | River Oaks Blvd | Bevil Oaks | 77713 | 642 |  |  | Unknown - Unlikely Lead | Don't Know | Before 1989 |  | Unknown - Unlikely Lead | Before 1989 |  | Unknown | Don't Know | Don't Know |  | Single Family Residence | Unknown | Unknown | No
929430 | 13550 | River Oaks Blvd | Bevil Oaks | 77713 | 248 |  |  | Unknown - Unlikely Lead | Don't Know | Unknown |  | Unknown - Unlikely Lead | Unknown |  | Unknown | Don't Know | Don't Know |  | Single Family Residence | Unknown | Unknown | No
929635 | 7730 | River Road | Bevil Oaks | 77713 | 58959 |  |  | Unknown - Unlikely Lead | Don't Know | Before 1989 |  | Unknown - Unlikely Lead | Before 1989 |  | Unknown | Don't Know | Don't Know |  | Single Family Residence | Unknown | Unknown | No
950725 | 7760 | River Road | Bevil Oaks | 77713 | 59199 |  |  | Unknown - Unlikely Lead | Don't Know | Unknown |  | Unknown - Unlikely Lead | Unknown |  | Unknown | Don't Know | Don't Know |  | Other | Unknown | Unknown | No
943407 | 7765 | River Road | Bevil Oaks | 77713 | 58826 |  |  | Unknown - Unlikely Lead | Don't Know | Before 1989 |  | Unknown - Unlikely Lead | Before 1989 |  | Unknown | Don't Know | Don't Know |  | Single Family Residence | Unknown | Unknown | No
943409 | 7770 | River Road | Bevil Oaks | 77713 | 300 |  |  | Unknown - Unlikely Lead | Don't Know | Before 1989 |  | Unknown - Unlikely Lead | Before 1989 |  | Unknown | Don't Know | Don't Know |  | Single Family Residence | Unknown | Unknown | No
929688 | 7775 | River Road | Bevil Oaks | 77713 | 59039 |  |  | Unknown - Unlikely Lead | Don't Know | Before 1989 |  | Unknown - Unlikely Lead | Before 1989 |  | Unknown | Don't Know | Don't Know |  | Single Family Residence | Unknown | Unknown | No
929386 | 7780 | River Road | Bevil Oaks | 77713 | 125 |  |  | Unknown - Unlikely Lead | Don't Know | Before 1989 |  | Unknown - Unlikely Lead | Before 1989 |  | Unknown | Don't Know | Don't Know |  | Single Family Residence | Unknown | Unknown | No
929752 | 7785 | River Road | Bevil Oaks | 77713 | 59119 |  |  | Unknown - Unlikely Lead | Don't Know | Before 1989 |  | Unknown - Unlikely Lead | Before 1989 |  | Unknown | Don't Know | Don't Know |  | Single Family Residence | Unknown | Unknown | No
1133202 | 13320 | Rolling Hills | Bevil Oaks | 77713 | 2002 |  |  | Non-Lead - Plastic | Don't Know | Unknown |  | Non-Lead - Plastic | Unknown |  | Non-Lead | No | No |  | Other | No | Unknown | No
929422 | 13330 | Rolling Hills | Bevil Oaks | 77713 | 232 |  |  | Non-Lead - Plastic | Don't Know | Before 1989 |  | Non-Lead - Plastic | Before 1989 |  | Non-Lead | No | No |  | Single Family Residence | No | Unknown | No
943332 | 13335 | Rolling Hills | Bevil Oaks | 77713 | 59201 |  |  | Non-Lead - Plastic | Don't Know | Before 1989 |  | Non-Lead - Plastic | Before 1989 |  | Non-Lead | No | No |  | Single Family Residence | No | Unknown | No
929577 | 13340 | Rolling Hills | Bevil Oaks | 77713 | 58822 |  |  | Non-Lead - Plastic | Don't Know | Before 1989 |  | Non-Lead - Plastic | Before 1989 |  | Non-Lead | No | No |  | Single Family Residence | No | Unknown | No
929526 | 13350 | Rolling Hills | Bevil Oaks | 77713 | 614 |  |  | Non-Lead - Plastic | Don't Know | Before 1989 |  | Non-Lead - Plastic | Before 1989 |  | Non-Lead | No | No |  | Single Family Residence | No | Unknown | No
929576 | 13355 | Rolling Hills | Bevil Oaks | 77713 | 58821 |  |  | Non-Lead - Plastic | Don't Know | Before 1989 |  | Non-Lead - Plastic | Before 1989 |  | Non-Lead | No | No |  | Single Family Residence | No | Unknown | No
929438 | 13365 | Rolling Hills | Bevil Oaks | 77713 | 273 |  |  | Non-Lead - Plastic | Don't Know | Before 1989 |  | Non-Lead - Plastic | Before 1989 |  | Non-Lead | No | No |  | Single Family Residence | No | Unknown | No
929555 | 13370 | Rolling Hills | Bevil Oaks | 77713 | 58726 |  |  | Non-Lead - Plastic | Don't Know | After 2014 |  | Non-Lead - Plastic | Before 1989 |  | Non-Lead | No | No |  | Single Family Residence | No | Unknown | No
929596 | 13375 | Rolling Hills | Bevil Oaks | 77713 | 58879 |  |  | Non-Lead - Plastic | Don't Know | Before 1989 |  | Non-Lead - Plastic | Before 1989 |  | Non-Lead | No | No |  | Single Family Residence | No | Unknown | No
929406 | 13390 | Rolling Hills | Bevil Oaks | 77713 | 180 |  |  | Non-Lead - Plastic | Don't Know | Before 1989 |  | Non-Lead - Plastic | Before 1989 |  | Non-Lead | No | No |  | Single Family Residence | No | Unknown | No
929406-2 | 13390 | Rolling Hills | Bevil Oaks | 77713 | 180-2 |  |  | Non-Lead - Plastic | Don't Know | Unknown |  | Non-Lead - Plastic | Unknown |  | Non-Lead | No | No |  | Other | No | Unknown | No
929776 | 13395 | Rolling Hills | Bevil Oaks | 77713 | 59143 |  |  | Non-Lead - Plastic | Don't Know | Before 1989 |  | Non-Lead - Plastic | Before 1989 |  | Non-Lead | No | No |  | Single Family Residence | No | Unknown | No
929605 | 13420 | Rolling Hills | Bevil Oaks | 77713 | 58899 |  |  | Non-Lead - Plastic | Don't Know | Before 1989 |  | Non-Lead - Plastic | Before 1989 |  | Non-Lead | No | No |  | Single Family Residence | No | Unknown | No
929425 | 13425 | Rolling Hills | Bevil Oaks | 77713 | 240 |  |  | Non-Lead - Plastic | Don't Know | Before 1989 |  | Non-Lead - Plastic | Before 1989 |  | Non-Lead | No | No |  | Single Family Residence | No | Unknown | No
929750 | 13435 | Rolling Hills | Bevil Oaks | 77713 | 59117 |  |  | Non-Lead - Plastic | Don't Know | Before 1989 |  | Non-Lead - Plastic | Before 1989 |  | Non-Lead | No | No |  | Single Family Residence | No | Unknown | No
929405 | 13450 | Rolling Hills | Bevil Oaks | 77713 | 177 |  |  | Non-Lead - Plastic | Don't Know | Before 1989 |  | Non-Lead - Plastic | Before 1989 |  | Non-Lead | No | No |  | Single Family Residence | No | Unknown | No
929754 | 13455 | Rolling Hills | Bevil Oaks | 77713 | 59121 |  |  | Non-Lead - Plastic | Don't Know | Before 1989 |  | Non-Lead - Plastic | Before 1989 |  | Non-Lead | No | No |  | Single Family Residence | No | Unknown | No
929466 | 13460 | Rolling Hills | Bevil Oaks | 77713 | 368 |  |  | Non-Lead - Plastic | Don't Know | Before 1989 |  | Non-Lead - Plastic | Before 1989 |  | Non-Lead | No | No |  | Single Family Residence | No | Unknown | No
929466-2 | 13460 | Rolling Hills | Bevil Oaks | 77713 | 368-2 |  |  | Non-Lead - Plastic | Don't Know | Unknown |  | Non-Lead - Plastic | Unknown |  | Non-Lead | No | No |  | Other | No | Unknown | No
929610 | 13470 | Rolling Hills | Bevil Oaks | 77713 | 58912 |  |  | Non-Lead - Plastic | Don't Know | Before 1989 |  | Non-Lead - Plastic | Before 1989 |  | Non-Lead | No | No |  | Single Family Residence | No | Unknown | No
929362 | 13475 | Rolling Hills | Bevil Oaks | 77713 | 28 |  |  | Non-Lead - Copper | Don't Know | Before 1989 |  | Non-Lead - Plastic | Before 1989 |  | Non-Lead | No | No |  | Single Family Residence | No | Unknown | No
929362-2 | 13475 | Rolling Hills | Bevil Oaks | 77713 | 28-2 |  |  | Non-Lead - Plastic | Don't Know | Unknown |  | Non-Lead - Plastic | Unknown |  | Non-Lead | No | No |  | Single Family Residence | No | Unknown | No
929717 | 13490 | Rolling Hills | Bevil Oaks | 77713 | 59083 |  |  | Non-Lead - Plastic | Don't Know | Before 1989 |  | Non-Lead - Plastic | Before 1989 |  | Non-Lead | No | No |  | Single Family Residence | No | Unknown | No
943362 | 13495 | Rolling Hills | Bevil Oaks | 77713 | 333 |  |  | Non-Lead - Plastic | Don't Know | Before 1989 |  | Non-Lead - Plastic | Before 1989 |  | Non-Lead | No | No |  | Single Family Residence | No | Unknown | No
929593 | 13510 | Rolling Hills | Bevil Oaks | 77713 | 58875 |  |  | Non-Lead - Plastic | Don't Know | Before 1989 |  | Non-Lead - Plastic | Before 1989 |  | Non-Lead | No | No |  | Single Family Residence | No | Unknown | No
929375 | 13525 | Rolling Hills | Bevil Oaks | 77713 | 94 |  |  | Non-Lead - Plastic | Don't Know | Before 1989 |  | Non-Lead - Plastic | Before 1989 |  | Non-Lead | No | No |  | Single Family Residence | No | Unknown | No
929375-2 | 13525 | Rolling Hills | Bevil Oaks | 77713 | 94-2 |  |  | Non-Lead - Plastic | Don't Know | Unknown |  | Non-Lead - Plastic | Before 1989 |  | Non-Lead | No | No |  | Other | No | Unknown | No
929722 | 13540 | Rolling Hills | Bevil Oaks | 77713 | 59088 |  |  | Non-Lead - Plastic | Don't Know | Before 1989 |  | Non-Lead - Plastic | Before 1989 |  | Non-Lead | No | No |  | Single Family Residence | No | Unknown | No
929722-2 | 13540 | Rolling Hills | Bevil Oaks | 77713 | 59088-2 |  |  | Non-Lead - Plastic | Don't Know | Unknown |  | Non-Lead - Plastic | Unknown |  | Non-Lead | No | No |  | Other | No | Unknown | No
929602 | 13545 | Rolling Hills | Bevil Oaks | 77713 | 58889 |  |  | Non-Lead - Plastic | Don't Know | Before 1989 |  | Non-Lead - Plastic | Before 1989 |  | Non-Lead | No | No |  | Single Family Residence | No | Unknown | No
929602-2 | 13545 | Rolling Hills | Bevil Oaks | 77713 | 58889-2 |  |  | Non-Lead - Plastic | Don't Know | Unknown |  | Non-Lead - Plastic | Unknown |  | Non-Lead | No | No |  | Other | No | Unknown | No
929546 | 13550 | Rolling Hills | Bevil Oaks | 77713 | 33702 |  |  | Non-Lead - Plastic | Don't Know | Before 1989 |  | Non-Lead - Plastic | Before 1989 |  | Non-Lead | No | No |  | Single Family Residence | No | Unknown | No
929476 | 13555 | Rolling Hills | Bevil Oaks | 77713 | 395 |  |  | Non-Lead - Plastic | Don't Know | Before 1989 |  | Non-Lead - Plastic | Before 1989 |  | Non-Lead | No | No |  | Single Family Residence | No | Unknown | No
929476-2 | 13555 | Rolling Hills | Bevil Oaks | 77713 | 395-2 |  |  | Non-Lead - Plastic | Don't Know | Unknown |  | Non-Lead - Plastic | Unknown |  | Non-Lead | No | No |  | Other | No | Unknown | No
929523 | 13560 | Rolling Hills | Bevil Oaks | 77713 | 546 |  |  | Non-Lead - Plastic | Don't Know | Between 1989 and 2014 |  | Non-Lead - Plastic | Between 1989 and 2014 |  | Non-Lead | No | No |  | Single Family Residence | No | Unknown | No
929523-2 | 13560 | Rolling Hills | Bevil Oaks | 77713 | 546-2 |  |  | Non-Lead - Plastic | Don't Know | Unknown |  | Non-Lead - Plastic | Unknown |  | Non-Lead | No | No |  | Other | No | Unknown | No
929545 | 13565 | Rolling Hills | Bevil Oaks | 77713 | 19901 |  |  | Non-Lead - Plastic | Don't Know | Before 1989 |  | Non-Lead - Plastic | Before 1989 |  | Non-Lead | No | No |  | Single Family Residence | No | Unknown | No
929545-2 | 13565 | Rolling Hills | Bevil Oaks | 77713 | 19901-2 |  |  | Non-Lead - Plastic | Don't Know | Unknown |  | Non-Lead - Plastic | Unknown |  | Non-Lead | No | No |  | Other | No | Unknown | No
929689 | 13570 | Rolling Hills | Bevil Oaks | 77713 | 59043 |  |  | Non-Lead - Plastic | Don't Know | Before 1989 |  | Non-Lead - Plastic | Before 1989 |  | Non-Lead | No | No |  | Single Family Residence | No | Unknown | No
943375 | 13575 | Rolling Hills | Bevil Oaks | 77713 | 59097 |  |  | Non-Lead - Plastic | Don't Know | Before 1989 |  | Non-Lead - Plastic | Before 1989 |  | Non-Lead | No | No |  | Single Family Residence | No | Unknown | No
943378 | 13590 | Rolling Hills | Bevil Oaks | 77713 | 58897 |  |  | Non-Lead - Plastic | Don't Know | Before 1989 |  | Non-Lead - Plastic | Before 1989 |  | Non-Lead | No | No |  | Single Family Residence | No | Unknown | No
929384 | 13595 | Rolling Hills | Bevil Oaks | 77713 | 122 |  |  | Non-Lead - Plastic | Don't Know | Before 1989 |  | Non-Lead - Plastic | Before 1989 |  | Non-Lead | No | No |  | Single Family Residence | No | Unknown | No |  |  | q
929384-2 | 13595 | Rolling Hills | Bevil Oaks | 77713 | 122-2 |  |  | Non-Lead - Plastic | Don't Know | Unknown |  | Non-Lead - Plastic | Unknown |  | Non-Lead | No | No |  | Other | No | Unknown | No
929428 | 13610 | Rolling Hills | Bevil Oaks | 77713 | 245 |  |  | Non-Lead - Plastic | Don't Know | Before 1989 |  | Non-Lead - Plastic | Before 1989 |  | Non-Lead | No | No |  | Single Family Residence | No | Unknown | No
929630 | 13620 | Rolling Hills | Bevil Oaks | 77713 | 58950 |  |  | Non-Lead - Plastic | Don't Know | Before 1989 |  | Non-Lead - Plastic | Before 1989 |  | Non-Lead | No | No |  | Single Family Residence | No | Unknown | No
929355 | 13625 | Rolling Hills | Bevil Oaks | 77713 | 13 |  |  | Non-Lead - Plastic | Don't Know | Before 1989 |  | Non-Lead - Plastic | Before 1989 |  | Non-Lead | No | No |  | Single Family Residence | No | Unknown | No
929442 | 13630 | Rolling Hills | Bevil Oaks | 77713 | 283 |  |  | Non-Lead - Plastic | Don't Know | Before 1989 |  | Non-Lead - Plastic | Before 1989 |  | Non-Lead | No | No |  | Single Family Residence | No | Unknown | No
929411 | 13635 | Rolling Hills | Bevil Oaks | 77713 | 203 |  |  | Unknown - Unlikely Lead | Don't Know | Before 1989 |  | Unknown - Unlikely Lead | Before 1989 |  | Unknown | Don't Know | Don't Know |  | Single Family Residence | Unknown | Unknown | No
929623 | 13640 | Rolling Hills | Bevil Oaks | 77713 | 58934 |  |  | Unknown - Unlikely Lead | Don't Know | Before 1989 |  | Unknown - Unlikely Lead | Before 1989 |  | Unknown | Don't Know | Don't Know |  | Single Family Residence | Unknown | Unknown | No
929623-2 | 13640 | Rolling Hills | Bevil Oaks | 77713 | 58934-2 |  |  | Unknown - Unlikely Lead | Don't Know | Unknown |  | Unknown - Unlikely Lead | Unknown |  | Unknown | Don't Know | Don't Know |  | Other | Unknown | Unknown | No
929767 | 13650 | Rolling Hills | Bevil Oaks | 77713 | 59134 |  |  | Non-Lead - Plastic | Don't Know | Before 1989 |  | Non-Lead - Plastic | Before 1989 |  | Non-Lead | No | No |  | Single Family Residence | No | Unknown | No
929767-2 | 13650 | Rolling Hills | Bevil Oaks | 77713 | 59134 |  |  | Non-Lead - Plastic | Don't Know | After 2014 |  | Non-Lead - Plastic | After 2014 |  | Non-Lead | No | No |  | Other | No | Unknown | No
943382 | 13660 | Rolling Hills | Bevil Oaks | 77713 | 330 |  |  | Non-Lead - Plastic | Don't Know | Before 1989 |  | Non-Lead - Plastic | Before 1989 |  | Non-Lead | No | No |  | Single Family Residence | No | Unknown | No
929502 | 13670 | Rolling Hills | Bevil Oaks | 77713 | 467 |  |  | Non-Lead - Copper | Don't Know | Before 1989 |  | Non-Lead - Plastic | Before 1989 |  | Non-Lead | No | No |  | Single Family Residence | No | Unknown | No
929683 | 13685 | Rolling Hills | Bevil Oaks | 77713 | 59030 |  |  | Non-Lead - Plastic | Don't Know | Before 1989 |  | Non-Lead - Plastic | Before 1989 |  | Non-Lead | No | No |  | Single Family Residence | No | Unknown | No
929459 | 13695 | Rolling Hills | Bevil Oaks | 77713 | 331 |  |  | Non-Lead - Plastic | Don't Know | Before 1989 |  | Non-Lead - Plastic | Before 1989 |  | Non-Lead | No | No |  | Single Family Residence | No | Unknown | No
929507 | 7340 | Saddlewood | Bevil Oaks | 77713 | 477 |  |  | Unknown - Unlikely Lead | Don't Know | Before 1989 |  | Unknown - Unlikely Lead | Before 1989 |  | Unknown | Don't Know | Don't Know |  | Single Family Residence | Unknown | Unknown | No
929507-2 | 7340 | Saddlewood | Bevil Oaks | 77713 | 477-2 |  |  | Unknown - Unlikely Lead | Don't Know | Unknown |  | Unknown - Unlikely Lead | Unknown |  | Unknown | Don't Know | Don't Know |  | Other | Unknown | Unknown | No
929471 | 7365 | Saddlewood | Bevil Oaks | 77713 | 378 |  |  | Unknown - Unlikely Lead | Don't Know | Before 1989 |  | Unknown - Unlikely Lead | Before 1989 |  | Unknown | Don't Know | Don't Know |  | Single Family Residence | Unknown | Unknown | No
943321 | 13210 | Saddlewood | Bevil Oaks | 77713 | 285 |  |  | Unknown - Unlikely Lead | Don't Know | Before 1989 |  | Unknown - Unlikely Lead | Before 1989 |  | Unknown | Don't Know | Don't Know |  | Single Family Residence | Unknown | Unknown | No
929736 | 13215 | Saddlewood | Bevil Oaks | 77713 | 59103 |  |  | Unknown - Unlikely Lead | Don't Know | Before 1989 |  | Unknown - Unlikely Lead | Before 1989 |  | Unknown | Don't Know | Don't Know |  | Single Family Residence | Unknown | Unknown | No
929646 | 13230 | Saddlewood | Bevil Oaks | 77713 | 58977 |  |  | Unknown - Unlikely Lead | Don't Know | Before 1989 |  | Unknown - Unlikely Lead | Before 1989 |  | Unknown | Don't Know | Don't Know |  | Single Family Residence | Unknown | Unknown | No
929485 | 13235 | Saddlewood | Bevil Oaks | 77713 | 420 |  |  | Unknown - Unlikely Lead | Don't Know | Before 1989 |  | Unknown - Unlikely Lead | Before 1989 |  | Unknown | Don't Know | Don't Know |  | Single Family Residence | Unknown | Unknown | No
929485-2 | 13235 | Saddlewood | Bevil Oaks | 77713 | 420-2 |  |  | Unknown - Unlikely Lead | Don't Know | Unknown |  | Unknown - Unlikely Lead | Unknown |  | Unknown | Don't Know | Don't Know |  | Other | Unknown | Unknown | No
943323 | 13240 | Saddlewood | Bevil Oaks | 77713 | 58713 |  |  | Unknown - Unlikely Lead | Don't Know | Before 1989 |  | Unknown - Unlikely Lead | Before 1989 |  | Unknown | Don't Know | Don't Know |  | Single Family Residence | Unknown | Unknown | No
943325 | 13255 | Saddlewood | Bevil Oaks | 77713 | 603 |  |  | Unknown - Unlikely Lead | Don't Know | Before 1989 |  | Unknown - Unlikely Lead | Before 1989 |  | Unknown | Don't Know | Don't Know |  | Single Family Residence | Unknown | Unknown | No
943326 | 13280 | Saddlewood | Bevil Oaks | 77713 | 67 |  |  | Unknown - Unlikely Lead | Don't Know | Before 1989 |  | Unknown - Unlikely Lead | Before 1989 |  | Unknown | Don't Know | Don't Know |  | Single Family Residence | Unknown | Unknown | No
929484 | 13285 | Saddlewood | Bevil Oaks | 77713 | 419 |  |  | Unknown - Unlikely Lead | Don't Know | Before 1989 |  | Unknown - Unlikely Lead | Before 1989 |  | Unknown | Don't Know | Don't Know |  | Single Family Residence | Unknown | Unknown | No
929619 | 13325 | Saddlewood | Bevil Oaks | 77713 | 58928 |  |  | Unknown - Unlikely Lead | Don't Know | Before 1989 |  | Unknown - Unlikely Lead | Before 1989 |  | Unknown | Don't Know | Don't Know |  | Single Family Residence | Unknown | Unknown | No
929732 | 13340 | Saddlewood | Bevil Oaks | 77713 | 59099 |  |  | Unknown - Unlikely Lead | Don't Know | Before 1989 |  | Unknown - Unlikely Lead | Before 1989 |  | Unknown | Don't Know | Don't Know |  | Single Family Residence | Unknown | Unknown | No
929732-2 | 13340 | Saddlewood | Bevil Oaks | 77713 | 59099-2 |  |  | Unknown - Unlikely Lead | Don't Know | Unknown |  | Unknown - Unlikely Lead | Unknown |  | Unknown | Don't Know | Don't Know |  | Other | Unknown | Unknown | No
929656 | 13365 | Saddlewood | Bevil Oaks | 77713 | 58991 |  |  | Unknown - Unlikely Lead | Don't Know | Before 1989 |  | Unknown - Unlikely Lead | Before 1989 |  | Unknown | Don't Know | Don't Know |  | Single Family Residence | Unknown | Unknown | No
929377 | 13370 | Saddlewood | Bevil Oaks | 77713 | 101 |  |  | Unknown - Unlikely Lead | Don't Know | Before 1989 |  | Unknown - Unlikely Lead | Before 1989 |  | Unknown | Don't Know | Don't Know |  | Single Family Residence | Unknown | Unknown | No
929493 | 7955 | Shipley | Bevil Oaks | 77713 | 439 |  |  | Unknown - Unlikely Lead | Don't Know | Before 1989 |  | Unknown - Unlikely Lead | Before 1989 |  | Unknown | Don't Know | Don't Know |  | Single Family Residence | Unknown | Unknown | No
929479 | 7980 | Shipley | Bevil Oaks | 77713 | 400 |  |  | Unknown - Unlikely Lead | Don't Know | Before 1989 |  | Unknown - Unlikely Lead | Before 1989 |  | Unknown | Don't Know | Don't Know |  | Single Family Residence | Unknown | Unknown | No
929380 | 7990 | Shipley | Bevil Oaks | 77713 | 104 |  |  | Unknown - Unlikely Lead | Don't Know | Before 1989 |  | Unknown - Unlikely Lead | Before 1989 |  | Unknown | Don't Know | Don't Know |  | Single Family Residence | Unknown | Unknown | No
929662 | 7020 | Sweetgum | Bevil Oaks | 77713 | 59002 |  |  | Unknown - Unlikely Lead | Don't Know | After 2014 |  | Unknown - Unlikely Lead | After 2014 |  | Unknown | Don't Know | Don't Know |  | Single Family Residence | Unknown | Unknown | No
943384 | 7025 | Sweetgum | Bevil Oaks | 77713 | 58717 |  |  | Unknown - Unlikely Lead | Don't Know | Before 1989 |  | Unknown - Unlikely Lead | Before 1989 |  | Unknown | Don't Know | Don't Know |  | Single Family Residence | Unknown | Unknown | No
943384-2 | 7025 | Sweetgum | Bevil Oaks | 77713 | 58717-2 |  |  | Unknown - Unlikely Lead | Don't Know | Unknown |  | Unknown - Unlikely Lead | Unknown |  | Unknown | Don't Know | Don't Know |  | Other | Unknown | Unknown | No
929578 | 7035 | Sweetgum | Bevil Oaks | 77713 | 58825 |  |  | Unknown - Unlikely Lead | Don't Know | Before 1989 |  | Unknown - Unlikely Lead | Before 1989 |  | Unknown | Don't Know | Don't Know |  | Single Family Residence | Unknown | Unknown | No
929671 | 7045 | Sweetgum | Bevil Oaks | 77713 | 59014 |  |  | Unknown - Unlikely Lead | Don't Know | After 2014 |  | Unknown - Unlikely Lead | After 2014 |  | Unknown | Don't Know | Don't Know |  | Single Family Residence | Unknown | Unknown | No
943385 | 7050 | Sweetgum | Bevil Oaks | 77713 | 557 |  |  | Unknown - Unlikely Lead | Don't Know | Before 1989 |  | Unknown - Unlikely Lead | Before 1989 |  | Unknown | Don't Know | Don't Know |  | Single Family Residence | Unknown | Unknown | No
929486 | 7055 | Sweetgum | Bevil Oaks | 77713 | 421 |  |  | Unknown - Unlikely Lead | Don't Know | Between 1989 and 2014 |  | Unknown - Unlikely Lead | Between 1989 and 2014 |  | Unknown | Don't Know | Don't Know |  | Single Family Residence | Unknown | Unknown | No
929629 | 7060 | Sweetgum | Bevil Oaks | 77713 | 58948 |  |  | Unknown - Unlikely Lead | Don't Know | Before 1989 |  | Unknown - Unlikely Lead | Before 1989 |  | Unknown | Don't Know | Don't Know |  | Single Family Residence | Unknown | Unknown | No
929501 | 7065 | Sweetgum | Bevil Oaks | 77713 | 465 |  |  | Unknown - Unlikely Lead | Don't Know | Before 1989 |  | Unknown - Unlikely Lead | Before 1989 |  | Unknown | Don't Know | Don't Know |  | Single Family Residence | Unknown | Unknown | No
929501-2 | 7065 | Sweetgum | Bevil Oaks | 77713 | 465-2 |  |  | Unknown - Unlikely Lead | Don't Know | Unknown |  | Unknown - Unlikely Lead | Unknown |  | Unknown | Don't Know | Don't Know |  | Other | Unknown | Unknown | No
929509 | 7070 | Sweetgum | Bevil Oaks | 77713 | 482 |  |  | Unknown - Unlikely Lead | Don't Know | Before 1989 |  | Unknown - Unlikely Lead | Before 1989 |  | Unknown | Don't Know | Don't Know |  | Single Family Residence | Unknown | Unknown | No
929667 | 7075 | Sweetgum | Bevil Oaks | 77713 | 59010 |  |  | Unknown - Unlikely Lead | Don't Know | Before 1989 |  | Unknown - Unlikely Lead | Before 1989 |  | Unknown | Don't Know | Don't Know |  | Single Family Residence | Unknown | Unknown | No
929514 | 7080 | Sweetgum | Bevil Oaks | 77713 | 508 |  |  | Unknown - Unlikely Lead | Don't Know | Before 1989 |  | Unknown - Unlikely Lead | Before 1989 |  | Unknown | Don't Know | Don't Know |  | Single Family Residence | Unknown | Unknown | No
929480 | 7085 | Sweetgum | Bevil Oaks | 77713 | 408 |  |  | Unknown - Unlikely Lead | Don't Know | After 2014 |  | Unknown - Unlikely Lead | After 2014 |  | Unknown | Don't Know | Don't Know |  | Single Family Residence | Unknown | Unknown | No
929778 | 7090 # 1 | Sweetgum | Bevil Oaks | 77713 | 59145 |  |  | Unknown - Unlikely Lead | Don't Know | Unknown |  | Unknown - Unlikely Lead | Unknown |  | Unknown | Don't Know | Don't Know |  | Single Family Residence | Unknown | Unknown | No
929697 | 7090 # 2 | Sweetgum | Bevil Oaks | 77713 | 59057 |  |  | Unknown - Unlikely Lead | Don't Know | Unknown |  | Unknown - Unlikely Lead | Unknown |  | Unknown | Don't Know | Don't Know |  | Single Family Residence | Unknown | Unknown | No
929747 | 7090 # 3 | Sweetgum | Bevil Oaks | 77713 | 59114 |  |  | Unknown - Unlikely Lead | Don't Know | Unknown |  | Unknown - Unlikely Lead | Unknown |  | Unknown | Don't Know | Don't Know |  | Single Family Residence | Unknown | Unknown | No
943386 | 7095 | Sweetgum | Bevil Oaks | 77713 | 151 |  |  | Unknown - Unlikely Lead | Don't Know | Before 1989 |  | Unknown - Unlikely Lead | Before 1989 |  | Unknown | Don't Know | Don't Know |  | Single Family Residence | Unknown | Unknown | No
943387 | 7110 # 1 | Sweetgum | Bevil Oaks | 77713 | 58851 |  |  | Unknown - Unlikely Lead | Don't Know | Unknown |  | Unknown - Unlikely Lead | Unknown |  | Unknown | Don't Know | Don't Know |  | Other | Unknown | Unknown | No
943388 | 7110 # 2 | Sweetgum | Bevil Oaks | 77713 | 58729 |  |  | Unknown - Unlikely Lead | Don't Know | Unknown |  | Unknown - Unlikely Lead | Unknown |  | Unknown | Don't Know | Don't Know |  | Other | Unknown | Unknown | No
947719 | 7120 | Sweetgum | Bevil Oaks | 77713 | 59188 |  |  | Unknown - Unlikely Lead | Don't Know | Before 1989 |  | Unknown - Unlikely Lead | Before 1989 |  | Unknown | Don't Know | Don't Know |  | Single Family Residence | Unknown | Unknown | No
943389 | 7125 | Sweetgum | Bevil Oaks | 77713 | 75 |  |  | Unknown - Unlikely Lead | Don't Know | Before 1989 |  | Unknown - Unlikely Lead | Before 1989 |  | Unknown | Don't Know | Don't Know |  | Single Family Residence | Unknown | Unknown | No
929387 | 7130 | Sweetgum | Bevil Oaks | 77713 | 126 |  |  | Unknown - Unlikely Lead | Don't Know | Before 1989 |  | Unknown - Unlikely Lead | Before 1989 |  | Unknown | Don't Know | Don't Know |  | Single Family Residence | Unknown | Unknown | No
929713 | 7135 | Sweetgum | Bevil Oaks | 77713 | 59078 |  |  | Unknown - Unlikely Lead | Don't Know | Before 1989 |  | Unknown - Unlikely Lead | Before 1989 |  | Unknown | Don't Know | Don't Know |  | Single Family Residence | Unknown | Unknown | No
929583 | 7140 | Sweetgum | Bevil Oaks | 77713 | 58841 |  |  | Unknown - Unlikely Lead | Don't Know | Before 1989 |  | Unknown - Unlikely Lead | Before 1989 |  | Unknown | Don't Know | Don't Know |  | Single Family Residence | Unknown | Unknown | No
929547 | 7145 | Sweetgum | Bevil Oaks | 77713 | 47401 |  |  | Unknown - Unlikely Lead | Don't Know | Before 1989 |  | Unknown - Unlikely Lead | Before 1989 |  | Unknown | Don't Know | Don't Know |  | Single Family Residence | Unknown | Unknown | No
947785 | 7150 | Sweetgum | Bevil Oaks | 77713 | 59189 |  |  | Unknown - Unlikely Lead | Don't Know | Before 1989 |  | Unknown - Unlikely Lead | Before 1989 |  | Unknown | Don't Know | Don't Know |  | Single Family Residence | Unknown | Unknown | No
947786 | 7152 | Sweetgum | Bevil Oaks | 77713 | 59190 |  |  | Unknown - Unlikely Lead | Don't Know | Before 1989 |  | Unknown - Unlikely Lead | Before 1989 |  | Unknown | Don't Know | Don't Know |  | Single Family Residence | Unknown | Unknown | No
947787 | 7160 | Sweetgum | Bevil Oaks | 77713 | 59191 |  |  | Unknown - Unlikely Lead | Don't Know | Before 1989 |  | Unknown - Unlikely Lead | Before 1989 |  | Unknown | Don't Know | Don't Know |  | Single Family Residence | Unknown | Unknown | No
929437 | 7165 | Sweetgum | Bevil Oaks | 77713 | 271 |  |  | Unknown - Unlikely Lead | Don't Know | Before 1989 |  | Unknown - Unlikely Lead | Before 1989 |  | Unknown | Don't Know | Don't Know |  | Single Family Residence | Unknown | Unknown | Yes
929413 | 7170 | Sweetgum | Bevil Oaks | 77713 | 207 |  |  | Unknown - Unlikely Lead | Don't Know | Before 1989 |  | Unknown - Unlikely Lead | Before 1989 |  | Unknown | Don't Know | Don't Know |  | Single Family Residence | Unknown | Unknown | No
929740 | 7175 | Sweetgum | Bevil Oaks | 77713 | 59107 |  |  | Unknown - Unlikely Lead | Don't Know | Before 1989 |  | Unknown - Unlikely Lead | Before 1989 |  | Unknown | Don't Know | Don't Know |  | Single Family Residence | Unknown | Unknown | No
929712 | 7185 | Sweetgum | Bevil Oaks | 77713 | 59077 |  |  | Unknown - Unlikely Lead | Don't Know | Before 1989 |  | Unknown - Unlikely Lead | Before 1989 |  | Unknown | Don't Know | Don't Know |  | Single Family Residence | Unknown | Unknown | No
929712-2 | 7185 | Sweetgum | Bevil Oaks | 77713 | 59077-2 |  |  | Unknown - Unlikely Lead | Don't Know | Unknown |  | Unknown - Unlikely Lead | Unknown |  | Unknown | Don't Know | Don't Know |  | Other | Unknown | Unknown | No
929663 | 7195 | Sweetgum | Bevil Oaks | 77713 | 59003 |  |  | Unknown - Unlikely Lead | Don't Know | Before 1989 |  | Unknown - Unlikely Lead | Before 1989 |  | Unknown | Don't Know | Don't Know |  | Single Family Residence | Unknown | Unknown | No
943391 | 7230 | Sweetgum | Bevil Oaks | 77713 | 58803 |  |  | Unknown - Unlikely Lead | Don't Know | Unknown |  | Unknown - Unlikely Lead | Unknown |  | Unknown | Don't Know | Don't Know |  | Other | Unknown | Unknown | No
929363 | 7235 | Sweetgum | Bevil Oaks | 77713 | 39 |  |  | Unknown - Unlikely Lead | Don't Know | Before 1989 |  | Unknown - Unlikely Lead | Before 1989 |  | Unknown | Don't Know | Don't Know |  | Single Family Residence | Unknown | Unknown | No
943392 | 7250 | Sweetgum | Bevil Oaks | 77713 | 84 |  |  | Unknown - Unlikely Lead | Don't Know | Before 1989 |  | Unknown - Unlikely Lead | Before 1989 |  | Unknown | Don't Know | Don't Know |  | Single Family Residence | Unknown | Unknown | No
929364 | 7255 | Sweetgum | Bevil Oaks | 77713 | 50 |  |  | Unknown - Unlikely Lead | Don't Know | Before 1989 |  | Unknown - Unlikely Lead | Before 1989 |  | Unknown | Don't Know | Don't Know |  | Single Family Residence | Unknown | Unknown | No
929455 | 7270 | Sweetgum | Bevil Oaks | 77713 | 325 |  |  | Unknown - Unlikely Lead | Don't Know | Before 1989 |  | Unknown - Unlikely Lead | Before 1989 |  | Unknown | Don't Know | Don't Know |  | Single Family Residence | Unknown | Unknown | No
929571 | 7275 | Sweetgum | Bevil Oaks | 77713 | 58808 |  |  | Unknown - Unlikely Lead | Don't Know | Between 1989 and 2014 |  | Unknown - Unlikely Lead | Between 1989 and 2014 |  | Unknown | Don't Know | Don't Know |  | Single Family Residence | Unknown | Unknown | No
947788 | 7280 | Sweetgum | Bevil Oaks | 77713 | 59192 |  |  | Unknown - Unlikely Lead | Don't Know | Before 1989 |  | Unknown - Unlikely Lead | Before 1989 |  | Unknown | Don't Know | Don't Know |  | Single Family Residence | Unknown | Unknown | No
943393 | 7285 | Sweetgum | Bevil Oaks | 77713 | 58756 |  |  | Unknown - Unlikely Lead | Don't Know | Before 1989 |  | Unknown - Unlikely Lead | Before 1989 |  | Unknown | Don't Know | Don't Know |  | Single Family Residence | Unknown | Unknown | No
929782 | 7290 | Sweetgum | Bevil Oaks | 77713 | 59149 |  |  | Unknown - Unlikely Lead | Don't Know | Before 1989 |  | Unknown - Unlikely Lead | Before 1989 |  | Unknown | Don't Know | Don't Know |  | Single Family Residence | Unknown | Unknown | No
943394 | 7295 | Sweetgum | Bevil Oaks | 77713 | 68 |  |  | Unknown - Unlikely Lead | Don't Know | Unknown |  | Unknown - Unlikely Lead | Unknown |  | Unknown | Don't Know | Don't Know |  | Single Family Residence | Unknown | Unknown | No
929703 | 7310 | Sweetgum | Bevil Oaks | 77713 | 59066 |  |  | Unknown - Unlikely Lead | Don't Know | Before 1989 |  | Unknown - Unlikely Lead | Before 1989 |  | Unknown | Don't Know | Don't Know |  | Single Family Residence | Unknown | Unknown | No
929374 | 7325 | Sweetgum | Bevil Oaks | 77713 | 91 |  |  | Unknown - Unlikely Lead | Don't Know | Before 1989 |  | Unknown - Unlikely Lead | Before 1989 |  | Unknown | Don't Know | Don't Know |  | Single Family Residence | Unknown | Unknown | No
929379 | 7335 | Sweetgum | Bevil Oaks | 77713 | 103 |  |  | Unknown - Unlikely Lead | Don't Know | Before 1989 |  | Unknown - Unlikely Lead | Before 1989 |  | Unknown | Don't Know | Don't Know |  | Single Family Residence | Unknown | Unknown | No
929482 | 7345 | Sweetgum | Bevil Oaks | 77713 | 414 |  |  | Unknown - Unlikely Lead | Don't Know | After 2014 |  | Unknown - Unlikely Lead | After 2014 |  | Unknown | Don't Know | Don't Know |  | Single Family Residence | Unknown | Unknown | No
950724 | 7365 | Sweetgum | Bevil Oaks | 77713 | 59198 |  |  | Unknown - Unlikely Lead | Don't Know | Before 1989 |  | Unknown - Unlikely Lead | Before 1989 |  | Unknown | Don't Know | Don't Know |  | Single Family Residence | Unknown | Unknown | No
943396 | 7375 | Sweetgum | Bevil Oaks | 77713 | 539 |  |  | Unknown - Unlikely Lead | Don't Know | Before 1989 |  | Unknown - Unlikely Lead | Before 1989 |  | Unknown | Don't Know | Don't Know |  | Single Family Residence | Unknown | Unknown | No
929421 | 7390 | Sweetgum | Bevil Oaks | 77713 | 229 |  |  | Unknown - Unlikely Lead | Don't Know | Before 1989 |  | Unknown - Unlikely Lead | Before 1989 |  | Unknown | Don't Know | Don't Know |  | Building | Unknown | Unknown | No
929389 | 7410 | Sweetgum | Bevil Oaks | 77713 | 130 |  |  | Unknown - Unlikely Lead | Don't Know | After 2014 |  | Unknown - Unlikely Lead | After 2014 |  | Unknown | Don't Know | Don't Know |  | Single Family Residence | Unknown | Unknown | No
929729 | 7420 | Sweetgum | Bevil Oaks | 77713 | 59095 |  |  | Unknown - Unlikely Lead | Don't Know | Between 1989 and 2014 |  | Unknown - Unlikely Lead | Between 1989 and 2014 |  | Unknown | Don't Know | Don't Know |  | Single Family Residence | Unknown | Unknown | No
929679 | 7425 | Sweetgum | Bevil Oaks | 77713 | 59025 |  |  | Unknown - Unlikely Lead | Don't Know | Before 1989 |  | Unknown - Unlikely Lead | Before 1989 |  | Unknown | Don't Know | Don't Know |  | Single Family Residence | Unknown | Unknown | No
929679-2 | 7425 | Sweetgum | Bevil Oaks | 77713 | 59025-2 |  |  | Unknown - Unlikely Lead | Don't Know | Unknown |  | Unknown - Unlikely Lead | Unknown |  | Unknown | Don't Know | Don't Know |  | Other | Unknown | Unknown | No
929426 | 7525 | Sweetgum | Bevil Oaks | 77713 | 242 |  |  | Unknown - Unlikely Lead | Don't Know | Between 1989 and 2014 |  | Unknown - Unlikely Lead | Between 1989 and 2014 |  | Unknown | Don't Know | Don't Know |  | Building | Unknown | Unknown | No
943398 | 7530 | Sweetgum | Bevil Oaks | 77713 | 3701 |  |  | Unknown - Unlikely Lead | Don't Know | Before 1989 |  | Unknown - Unlikely Lead | Before 1989 |  | Unknown | Don't Know | Don't Know |  | Single Family Residence | Unknown | Unknown | No
929786 | 7570 | Sweetgum | Bevil Oaks | 77713 | 59153 |  |  | Unknown - Unlikely Lead | Don't Know | Before 1989 |  | Unknown - Unlikely Lead | Before 1989 |  | Unknown | Don't Know | Don't Know |  | Single Family Residence | Unknown | Unknown | No
929786-2 | 7570 | Sweetgum | Bevil Oaks | 77713 | 59153-2 |  |  | Unknown - Unlikely Lead | Don't Know | Unknown |  | Unknown - Unlikely Lead | Before 1989 |  | Unknown | Don't Know | Don't Know |  | Other | Unknown | Unknown | No
929616 | 7610 | Sweetgum | Bevil Oaks | 77713 | 58925 |  |  | Unknown - Unlikely Lead | Don't Know | Before 1989 |  | Unknown - Unlikely Lead | Before 1989 |  | Unknown | Don't Know | Don't Know |  | Single Family Residence | Unknown | Unknown | No
929616-2 | 7610 | Sweetgum | Bevil Oaks | 77713 | 58925-2 |  |  | Unknown - Unlikely Lead | Don't Know | Unknown |  | Unknown - Unlikely Lead | Unknown |  | Unknown | Don't Know | Don't Know |  | Other | Unknown | Unknown | No
929640 | 7710 | Sweetgum | Bevil Oaks | 77713 | 58968 |  |  | Unknown - Unlikely Lead | Don't Know | Before 1989 |  | Unknown - Unlikely Lead | Before 1989 |  | Unknown | Don't Know | Don't Know |  | Single Family Residence | Unknown | Unknown | No
929721 | 7720 | Sweetgum | Bevil Oaks | 77713 | 59087 |  |  | Unknown - Unlikely Lead | Don't Know | Before 1989 |  | Unknown - Unlikely Lead | Before 1989 |  | Unknown | Don't Know | Don't Know |  | Single Family Residence | Unknown | Unknown | No
929488 | 7725 | Sweetgum | Bevil Oaks | 77713 | 423 |  |  | Unknown - Unlikely Lead | Don't Know | Before 1989 |  | Unknown - Unlikely Lead | Before 1989 |  | Unknown | Don't Know | Don't Know |  | Single Family Residence | Unknown | Unknown | No
929728 | 7850 | Sweetgum | Bevil Oaks | 77713 | 59094 |  |  | Unknown - Unlikely Lead | Don't Know | Before 1989 |  | Unknown - Unlikely Lead | Before 1989 |  | Unknown | Don't Know | Don't Know |  | Single Family Residence | Unknown | Unknown | No
943410 | 7950 | Sweetgum | Bevil Oaks | 77713 | 58800 |  |  | Unknown - Unlikely Lead | Don't Know | Before 1989 |  | Unknown - Unlikely Lead | Before 1989 |  | Unknown | Don't Know | Don't Know |  | Single Family Residence | Unknown | Unknown | No
929444 | 7995 | Sweetgum | Bevil Oaks | 77713 | 287 |  |  | Unknown - Unlikely Lead | Don't Know | Before 1989 |  | Unknown - Unlikely Lead | Before 1989 |  | Unknown | Don't Know | Don't Know |  | Single Family Residence | Unknown | Unknown | No
929467 | 13320 | Thousand Oaks | Bevil Oaks | 77713 | 370 |  |  | Non-Lead - Plastic | Don't Know | Before 1989 |  | Non-Lead - Plastic | Before 1989 |  | Non-Lead | No | No |  | Single Family Residence | No | Unknown | No
947529 | 13325 | Thousand Oaks | Bevil Oaks | 77713 | 59183 |  |  | Non-Lead - Plastic | Don't Know | Before 1989 |  | Non-Lead - Plastic | Before 1989 |  | Non-Lead | No | No |  | Single Family Residence | No | Unknown | No
929512 | 13335 | Thousand Oaks | Bevil Oaks | 77713 | 489 |  |  | Non-Lead - Plastic | Don't Know | Before 1989 |  | Non-Lead - Plastic | Before 1989 |  | Non-Lead | No | No |  | Single Family Residence | No | Unknown | No
929512-2 | 13335 | Thousand Oaks | Bevil Oaks | 77713 | 489-2 |  |  | Non-Lead - Plastic | Don't Know | Unknown |  | Non-Lead - Plastic | Unknown |  | Non-Lead | No | No |  | Other | No | Unknown | No
929657 | 13340 | Thousand Oaks | Bevil Oaks | 77713 | 58993 |  |  | Non-Lead - Plastic | Don't Know | Before 1989 |  | Non-Lead - Plastic | Before 1989 |  | Non-Lead | No | No |  | Single Family Residence | No | Unknown | No
929636 | 13345 | Thousand Oaks | Bevil Oaks | 77713 | 58960 |  |  | Non-Lead - Plastic | Don't Know | Before 1989 |  | Non-Lead - Plastic | Before 1989 |  | Non-Lead | No | No |  | Single Family Residence | No | Unknown | No
929665 | 13355 | Thousand Oaks | Bevil Oaks | 77713 | 59007 |  |  | Non-Lead - Plastic | Don't Know | Before 1989 |  | Non-Lead - Plastic | Before 1989 |  | Non-Lead | No | No |  | Single Family Residence | No | Unknown | No
929454 | 13390 | Thousand Oaks | Bevil Oaks | 77713 | 323 |  |  | Non-Lead - Plastic | Don't Know | Before 1989 |  | Non-Lead - Plastic | Before 1989 |  | Non-Lead | No | No |  | Single Family Residence | No | Unknown | No
929454-2 | 13390 | Thousand Oaks | Bevil Oaks | 77713 | 323-2 |  |  | Non-Lead - Plastic | Don't Know | Unknown |  | Non-Lead - Plastic | Unknown |  | Non-Lead | No | No |  | Single Family Residence | No | Unknown | No
929410 | 13395 | Thousand Oaks | Bevil Oaks | 77713 | 101 |  |  | Non-Lead - Plastic | Don't Know | Before 1989 |  | Non-Lead - Plastic | Before 1989 |  | Non-Lead | No | No |  | Single Family Residence | No | Unknown | No
929410-2 | 13395 | Thousand Oaks | Bevil Oaks | 77713 | 101-2 |  |  | Non-Lead - Plastic | Don't Know | Unknown |  | Non-Lead - Plastic | Unknown |  | Non-Lead | No | No |  | Other | No | Unknown | No
929670 | 13420 | Thousand Oaks | Bevil Oaks | 77713 | 59013 |  |  | Unknown - Unlikely Lead | Don't Know | Before 1989 |  | Unknown - Unlikely Lead | Before 1989 |  | Unknown | Don't Know | Don't Know |  | Single Family Residence | Unknown | Unknown | No
929423 | 13425 | Thousand Oaks | Bevil Oaks | 77713 | 233 |  |  | Unknown - Unlikely Lead | Don't Know | Before 1989 |  | Unknown - Unlikely Lead | Before 1989 |  | Unknown | Don't Know | Don't Know |  | Single Family Residence | Unknown | Unknown | No
929453 | 13430 | Thousand Oaks | Bevil Oaks | 77713 | 322 |  |  | Unknown - Unlikely Lead | Don't Know | Before 1989 |  | Unknown - Unlikely Lead | Before 1989 |  | Unknown | Don't Know | Don't Know |  | Single Family Residence | Unknown | Unknown | Yes
929453-2 | 13430 | Thousand Oaks | Bevil Oaks | 77713 | 322-2 |  |  | Unknown - Unlikely Lead | Don't Know | Unknown |  | Unknown - Unlikely Lead | Unknown |  | Unknown | Don't Know | Don't Know |  | Single Family Residence | Unknown | Unknown | No
929695 | 13435 | Thousand Oaks | Bevil Oaks | 77713 | 59055 |  |  | Unknown - Unlikely Lead | Don't Know | Between 1989 and 2014 |  | Unknown - Unlikely Lead | Between 1989 and 2014 |  | Unknown | Don't Know | Don't Know |  | Single Family Residence | Unknown | Unknown | No
929536 | 13450 | Thousand Oaks | Bevil Oaks | 77713 | 670 |  |  | Non-Lead - Plastic | Don't Know | Before 1989 |  | Non-Lead - Plastic | Before 1989 |  | Non-Lead | No | No |  | Single Family Residence | No | Unknown | No
929536-2 | 13450 | Thousand Oaks | Bevil Oaks | 77713 | 670-2 |  |  | Non-Lead - Plastic | Don't Know | Unknown |  | Non-Lead - Plastic | Unknown |  | Non-Lead | No | No |  | Other | No | Unknown | No
929558 | 13455 | Thousand Oaks | Bevil Oaks | 77713 | 58747 |  |  | Non-Lead - Plastic | Don't Know | Before 1989 |  | Non-Lead - Plastic | Before 1989 |  | Non-Lead | No | No |  | Single Family Residence | No | Unknown | No
929439 | 13470 | Thousand Oaks | Bevil Oaks | 77713 | 278 |  |  | Non-Lead - Plastic | Don't Know | Before 1989 |  | Non-Lead - Plastic | Before 1989 |  | Non-Lead | No | No |  | Single Family Residence | No | Unknown | No
929439-2 | 13470 | Thousand Oaks | Bevil Oaks | 77713 | 278-2 |  |  | Non-Lead - Plastic | Don't Know | Unknown |  | Non-Lead - Plastic | Unknown |  | Non-Lead | No | No |  | Other | No | Unknown | No
929519 | 13490 | Thousand Oaks | Bevil Oaks | 77713 | 528 |  |  | Non-Lead - Plastic | Don't Know | Before 1989 |  | Non-Lead - Plastic | Before 1989 |  | Non-Lead | No | No |  | Single Family Residence | No | Unknown | No
929631 | 13495 | Thousand Oaks | Bevil Oaks | 77713 | 58952 |  |  | Non-Lead - Plastic | Don't Know | Before 1989 |  | Non-Lead - Plastic | Before 1989 |  | Non-Lead | No | No |  | Single Family Residence | No | Unknown | No
929631-2 | 13495 | Thousand Oaks | Bevil Oaks | 77713 | 58952-2 |  |  | Non-Lead - Plastic | Don't Know | Unknown |  | Non-Lead - Plastic | Unknown |  | Non-Lead | No | No |  | Other | No | Unknown | No
929608 | 13515 | Thousand Oaks | Bevil Oaks | 77713 | 58905 |  |  | Non-Lead - Plastic | Don't Know | Before 1989 |  | Non-Lead - Plastic | Before 1989 |  | Non-Lead | No | No |  | Single Family Residence | No | Unknown | No
929499 | 13520 | Thousand Oaks | Bevil Oaks | 77713 | 457 |  |  | Non-Lead - Plastic | Don't Know | Before 1989 |  | Non-Lead - Plastic | Before 1989 |  | Non-Lead | No | No |  | Single Family Residence | No | Unknown | No
929603 | 13525 | Thousand Oaks | Bevil Oaks | 77713 | 58890 |  |  | Non-Lead - Plastic | Don't Know | Before 1989 |  | Non-Lead - Plastic | Before 1989 |  | Non-Lead | No | No |  | Single Family Residence | No | Unknown | No
929765 | 13530 | Thousand Oaks | Bevil Oaks | 77713 | 59132 |  |  | Non-Lead - Plastic | Don't Know | Before 1989 |  | Non-Lead - Plastic | Before 1989 |  | Non-Lead | No | No |  | Single Family Residence | No | Unknown | No
929575 | 13540 | Thousand Oaks | Bevil Oaks | 77713 | 58819 |  |  | Non-Lead - Plastic | Don't Know | Before 1989 |  | Non-Lead - Plastic | Before 1989 |  | Non-Lead | No | No |  | Single Family Residence | No | Unknown | No
943372 | 13545 | Thousand Oaks | Bevil Oaks | 77713 | 14 |  |  | Non-Lead - Plastic | Don't Know | Before 1989 |  | Non-Lead - Plastic | Before 1989 |  | Non-Lead | No | No |  | Single Family Residence | No | Unknown | No
929515 | 13550 | Thousand Oaks | Bevil Oaks | 77713 | 510 |  |  | Non-Lead - Plastic | Don't Know | Between 1989 and 2014 |  | Non-Lead - Plastic | Between 1989 and 2014 |  | Non-Lead | No | No |  | Single Family Residence | No | Unknown | No
929440 | 13555 | Thousand Oaks | Bevil Oaks | 77713 | 281 |  |  | Non-Lead - Plastic | Don't Know | Before 1989 |  | Non-Lead - Plastic | Before 1989 |  | Non-Lead | No | No |  | Single Family Residence | No | Unknown | No
929651 | 13560 | Thousand Oaks | Bevil Oaks | 77713 | 58983 |  |  | Non-Lead - Plastic | Don't Know | Between 1989 and 2014 |  | Non-Lead - Plastic | Between 1989 and 2014 |  | Non-Lead | No | No |  | Single Family Residence | No | Unknown | No
929651-2 | 13560 | Thousand Oaks | Bevil Oaks | 77713 | 58983-2 |  |  | Non-Lead - Plastic | Don't Know | Unknown |  | Non-Lead - Plastic | Unknown |  | Non-Lead | No | No |  | Other | No | Unknown | No
943376 | 13580 | Thousand Oaks | Bevil Oaks | 77713 | 59067 |  |  | Non-Lead - Plastic | Don't Know | Before 1989 |  | Non-Lead - Plastic | Before 1989 |  | Non-Lead | No | No |  | Single Family Residence | No | Unknown | No
943376-2 | 13580 | Thousand Oaks | Bevil Oaks | 77713 | 59067-2 |  |  | Non-Lead - Plastic | Don't Know | Unknown |  | Non-Lead - Plastic | Unknown |  | Non-Lead | No | No |  | Other | No | Unknown | No
929617 | 13590 | Thousand Oaks | Bevil Oaks | 77713 | 58926 |  |  | Non-Lead - Plastic | Don't Know | Before 1989 |  | Non-Lead - Plastic | Before 1989 |  | Non-Lead | No | No |  | Single Family Residence | No | Unknown | No
929727 | 13620 | Thousand Oaks | Bevil Oaks | 77713 | 59093 |  |  | Non-Lead - Plastic | Don't Know | Before 1989 |  | Non-Lead - Plastic | Before 1989 |  | Non-Lead | No | No |  | Single Family Residence | No | Unknown | No
943379 | 13625 | Thousand Oaks | Bevil Oaks | 77713 | 222 |  |  | Non-Lead - Plastic | Don't Know | Before 1989 |  | Non-Lead - Plastic | Before 1989 |  | Non-Lead | No | No |  | Single Family Residence | No | Unknown | No
929773 | 13635 | Thousand Oaks | Bevil Oaks | 77713 | 59140 |  |  | Non-Lead - Plastic | Don't Know | Between 1989 and 2014 |  | Non-Lead - Plastic | Between 1989 and 2014 |  | Non-Lead | No | No |  | Single Family Residence | No | Unknown | Yes
929773-2 | 13635 | Thousand Oaks | Bevil Oaks | 77713 | 59140-2 |  |  | Non-Lead - Plastic | Don't Know | Unknown |  | Non-Lead - Plastic | Unknown |  | Non-Lead | No | No |  | Other | No | Unknown | No
929638 | 13645 | Thousand Oaks | Bevil Oaks | 77713 | 58963 |  |  | Non-Lead - Plastic | Don't Know | Before 1989 |  | Non-Lead - Plastic | Before 1989 |  | Non-Lead | No | No |  | Single Family Residence | No | Unknown | No
929401 | 13650 | Thousand Oaks | Bevil Oaks | 77713 | 168 |  |  | Non-Lead - Plastic | Don't Know | Before 1989 |  | Non-Lead - Plastic | Before 1989 |  | Non-Lead | No | No |  | Single Family Residence | No | Unknown | No
943383 | 13695 | Thousand Oaks | Bevil Oaks | 77713 | 339 |  |  | Non-Lead - Plastic | Don't Know | Before 1989 |  | Non-Lead - Plastic | Before 1989 |  | Non-Lead | No | No |  | Single Family Residence | No | Unknown | No
943397 | 7465 | Village | Bevil Oaks | 77713 | 58998 |  |  | Unknown - Unlikely Lead | Don't Know | Before 1989 |  | Unknown - Unlikely Lead | Before 1989 |  | Unknown | Don't Know | Don't Know |  | Single Family Residence | Unknown | Unknown | No
929787 | 7530 | Village | Bevil Oaks | 77713 | 59154 |  |  | Unknown - Unlikely Lead | Don't Know | Before 1989 |  | Unknown - Unlikely Lead | Before 1989 |  | Unknown | Don't Know | Don't Know |  | Single Family Residence | Unknown | Unknown | No
929461 | 7535 | Village | Bevil Oaks | 77713 | 341 |  |  | Unknown - Unlikely Lead | Don't Know | Before 1989 |  | Unknown - Unlikely Lead | Before 1989 |  | Unknown | Don't Know | Don't Know |  | Single Family Residence | Unknown | Unknown | No
929461-2 | 7535 | Village | Bevil Oaks | 77713 | 341-2 |  |  | Unknown - Unlikely Lead | Don't Know | Unknown |  | Unknown - Unlikely Lead | Unknown |  | Unknown | Don't Know | Don't Know |  | Other | Unknown | Unknown | No
929658 | 7540 | Village | Bevil Oaks | 77713 | 58994 |  |  | Unknown - Unlikely Lead | Don't Know | Between 1989 and 2014 |  | Unknown - Unlikely Lead | Between 1989 and 2014 |  | Unknown | Don't Know | Don't Know |  | Single Family Residence | Unknown | Unknown | No
929658-2 | 7540 | Village | Bevil Oaks | 77713 | 58994-2 |  |  | Unknown - Unlikely Lead | Don't Know | Unknown |  | Unknown - Unlikely Lead | Unknown |  | Unknown | Don't Know | Don't Know |  | Other | Unknown | Unknown | No
943399 | 7550 | Village | Bevil Oaks | 77713 | 88 |  |  | Unknown - Unlikely Lead | Don't Know | Before 1989 |  | Unknown - Unlikely Lead | Before 1989 |  | Unknown | Don't Know | Don't Know |  | Single Family Residence | Unknown | Unknown | No
943399-2 | 7550 | Village | Bevil Oaks | 77713 | 88-2 |  |  | Unknown - Unlikely Lead | Don't Know | Unknown |  | Unknown - Unlikely Lead | Unknown |  | Unknown | Don't Know | Don't Know |  | Other | Unknown | Unknown | No
929532 | 7595 | Village | Bevil Oaks | 77713 | 644 |  |  | Unknown - Unlikely Lead | Don't Know | Between 1989 and 2014 |  | Unknown - Unlikely Lead | Between 1989 and 2014 |  | Unknown | Don't Know | Don't Know |  | Single Family Residence | Unknown | Unknown | No
929494 | 13330 | Wayside | Bevil Oaks | 77713 | 442 |  |  | Unknown - Unlikely Lead | Don't Know | Before 1989 |  | Unknown - Unlikely Lead | Before 1989 |  | Unknown | Don't Know | Don't Know |  | Single Family Residence | Unknown | Unknown | No
929456 | 13340 | Wayside | Bevil Oaks | 77713 | 326 |  |  | Unknown - Unlikely Lead | Don't Know | Before 1989 |  | Unknown - Unlikely Lead | Before 1989 |  | Unknown | Don't Know | Don't Know |  | Single Family Residence | Unknown | Unknown | No
929597 | 13345 | Wayside | Bevil Oaks | 77713 | 58880 |  |  | Unknown - Unlikely Lead | Don't Know | Before 1989 |  | Unknown - Unlikely Lead | Before 1989 |  | Unknown | Don't Know | Don't Know |  | Single Family Residence | Unknown | Unknown | No
929566 | 13355 | Wayside | Bevil Oaks | 77713 | 58799 |  |  | Unknown - Unlikely Lead | Don't Know | Before 1989 |  | Unknown - Unlikely Lead | Before 1989 |  | Unknown | Don't Know | Don't Know |  | Single Family Residence | Unknown | Unknown | No
929356 | 13360 | Wayside | Bevil Oaks | 77713 | 15 |  |  | Unknown - Unlikely Lead | Don't Know | Before 1989 |  | Unknown - Unlikely Lead | Before 1989 |  | Unknown | Don't Know | Don't Know |  | Single Family Residence | Unknown | Unknown | No
929775 | 13365 | Wayside | Bevil Oaks | 77713 | 59142 |  |  | Unknown - Unlikely Lead | Don't Know | Before 1989 |  | Unknown - Unlikely Lead | Before 1989 |  | Unknown | Don't Know | Don't Know |  | Single Family Residence | Unknown | Unknown | No
929704 | 13375 | Wayside | Bevil Oaks | 77713 | 59068 |  |  | Unknown - Unlikely Lead | Don't Know | Before 1989 |  | Unknown - Unlikely Lead | Before 1989 |  | Unknown | Don't Know | Don't Know |  | Single Family Residence | Unknown | Unknown | No
929556 | 13380 | Wayside | Bevil Oaks | 77713 | 58734 |  |  | Unknown - Unlikely Lead | Don't Know | Before 1989 |  | Unknown - Unlikely Lead | Before 1989 |  | Unknown | Don't Know | Don't Know |  | Single Family Residence | Unknown | Unknown | No
929690 | 13385 | Wayside | Bevil Oaks | 77713 | 59046 |  |  | Unknown - Unlikely Lead | Don't Know | Before 1989 |  | Unknown - Unlikely Lead | Before 1989 |  | Unknown | Don't Know | Don't Know |  | Single Family Residence | Unknown | Unknown | No
943350 | 13390 | Wayside | Bevil Oaks | 77713 | 35802 |  |  | Unknown - Unlikely Lead | Don't Know | Before 1989 |  | Unknown - Unlikely Lead | Before 1989 |  | Unknown | Don't Know | Don't Know |  | Single Family Residence | Unknown | Unknown | No
929718 | 13420 | Wayside | Bevil Oaks | 77713 | 59084 |  |  | Unknown - Unlikely Lead | Don't Know | Before 1989 |  | Unknown - Unlikely Lead | Before 1989 |  | Unknown | Don't Know | Don't Know |  | Single Family Residence | Unknown | Unknown | No
929739 | 13430 | Wayside | Bevil Oaks | 77713 | 59106 |  |  | Unknown - Unlikely Lead | Don't Know | Before 1989 |  | Unknown - Unlikely Lead | Before 1989 |  | Unknown | Don't Know | Don't Know |  | Single Family Residence | Unknown | Unknown | No
929642 | 13435 | Wayside | Bevil Oaks | 77713 | 58970 |  |  | Unknown - Unlikely Lead | Don't Know | Before 1989 |  | Unknown - Unlikely Lead | Before 1989 |  | Unknown | Don't Know | Don't Know |  | Single Family Residence | Unknown | Unknown | No
929557 | 13405 | Wayside | Bevil Oaks | 77713 | 58744 |  |  | Unknown - Unlikely Lead | Don't Know | Between 1989 and 2014 |  | Unknown - Unlikely Lead | Between 1989 and 2014 |  | Unknown | Don't Know | Don't Know |  | Single Family Residence | Unknown | Unknown | No
929769 | 13455 | Wayside | Bevil Oaks | 77713 | 59136 |  |  | Unknown - Unlikely Lead | Don't Know | Before 1989 |  | Unknown - Unlikely Lead | Before 1989 |  | Unknown | Don't Know | Don't Know |  | Single Family Residence | Unknown | Unknown | No
929609 | 13470 | Wayside | Bevil Oaks | 77713 | 58911 |  |  | Unknown - Unlikely Lead | Don't Know | Before 1989 |  | Unknown - Unlikely Lead | Before 1989 |  | Unknown | Don't Know | Don't Know |  | Single Family Residence | Unknown | Unknown | No
929420 | 13475 | Wayside | Bevil Oaks | 77713 | 227 |  |  | Unknown - Unlikely Lead | Don't Know | Before 1989 |  | Unknown - Unlikely Lead | Before 1989 |  | Unknown | Don't Know | Don't Know |  | Single Family Residence | Unknown | Unknown | No
929600 | 13490 | Wayside | Bevil Oaks | 77713 | 58887 |  |  | Unknown - Unlikely Lead | Don't Know | Before 1989 |  | Unknown - Unlikely Lead | Before 1989 |  | Unknown | Don't Know | Don't Know |  | Single Family Residence | Unknown | Unknown | No
929784 | 13495 | Wayside | Bevil Oaks | 77713 | 59151 |  |  | Unknown - Unlikely Lead | Don't Know | Before 1989 |  | Unknown - Unlikely Lead | Before 1989 |  | Unknown | Don't Know | Don't Know |  | Single Family Residence | Unknown | Unknown | No
943369 | 13520 | Wayside | Bevil Oaks | 77713 | 198 |  |  | Unknown - Unlikely Lead | Don't Know | Before 1989 |  | Unknown - Unlikely Lead | Before 1989 |  | Unknown | Don't Know | Don't Know |  | Single Family Residence | Unknown | Unknown | No
929653 | 13525 | Wayside | Bevil Oaks | 77713 | 58986 |  |  | Unknown - Unlikely Lead | Don't Know | Before 1989 |  | Unknown - Unlikely Lead | Before 1989 |  | Unknown | Don't Know | Don't Know |  | Single Family Residence | Unknown | Unknown | No
929470 | 13530 | Wayside | Bevil Oaks | 77713 | 377 |  |  | Unknown - Unlikely Lead | Don't Know | Before 1989 |  | Unknown - Unlikely Lead | Before 1989 |  | Unknown | Don't Know | Don't Know |  | Single Family Residence | Unknown | Unknown | No
929579 | 13535 | Wayside | Bevil Oaks | 77713 | 58828 |  |  | Unknown - Unlikely Lead | Don't Know | Before 1989 |  | Unknown - Unlikely Lead | Before 1989 |  | Unknown | Don't Know | Don't Know |  | Single Family Residence | Unknown | Unknown | No
929458 | 13545 | Wayside | Bevil Oaks | 77713 | 328 |  |  | Unknown - Unlikely Lead | Don't Know | Before 1989 |  | Unknown - Unlikely Lead | Before 1989 |  | Unknown | Don't Know | Don't Know |  | Single Family Residence | Unknown | Unknown | No
929458-2 | 13545 | Wayside | Bevil Oaks | 77713 | 328-2 |  |  | Unknown - Unlikely Lead | Don't Know | Unknown |  | Unknown - Unlikely Lead | Unknown |  | Unknown | Don't Know | Don't Know |  | Other | Unknown | Unknown | No
929692 | 13550 | Wayside | Bevil Oaks | 77713 | 59049 |  |  | Unknown - Unlikely Lead | Don't Know | Before 1989 |  | Unknown - Unlikely Lead | Before 1989 |  | Unknown | Don't Know | Don't Know |  | Single Family Residence | Unknown | Unknown | No
929735 | 13555 | Wayside | Bevil Oaks | 77713 | 59102 |  |  | Unknown - Unlikely Lead | Don't Know | Before 1989 |  | Unknown - Unlikely Lead | Before 1989 |  | Unknown | Don't Know | Don't Know |  | Single Family Residence | Unknown | Unknown | No
929735-2 | 13555 | Wayside | Bevil Oaks | 77713 | 59102-2 |  |  | Unknown - Unlikely Lead | Don't Know | Unknown |  | Unknown - Unlikely Lead | Unknown |  | Unknown | Don't Know | Don't Know |  | Other | Unknown | Unknown | No
929376 | 13560 | Wayside | Bevil Oaks | 77713 | 95 |  |  | Unknown - Unlikely Lead | Don't Know | Before 1989 |  | Unknown - Unlikely Lead | Before 1989 |  | Unknown | Don't Know | Don't Know |  | Single Family Residence | Unknown | Unknown | No
929392 | 13565 | Wayside | Bevil Oaks | 77713 | 133 |  |  | Unknown - Unlikely Lead | Don't Know | Before 1989 |  | Unknown - Unlikely Lead | Before 1989 |  | Unknown | Don't Know | Don't Know |  | Single Family Residence | Unknown | Unknown | No
929770 | 13580 | Wayside | Bevil Oaks | 77713 | 59137 |  |  | Unknown - Unlikely Lead | Don't Know | Before 1989 |  | Unknown - Unlikely Lead | Before 1989 |  | Unknown | Don't Know | Don't Know |  | Single Family Residence | Unknown | Unknown | No
929414 | 7515 | Yellowstone | Bevil Oaks | 77713 | 209 |  |  | Unknown - Unlikely Lead | Don't Know | Before 1989 |  | Unknown - Unlikely Lead | Before 1989 |  | Unknown | Don't Know | Don't Know |  | Single Family Residence | Unknown | Unknown | No
929414-2 | 7515 | Yellowstone | Bevil Oaks | 77713 | 209-2 |  |  | Unknown - Unlikely Lead | Don't Know | Unknown |  | Unknown - Unlikely Lead | Unknown |  | Unknown | Don't Know | Don't Know |  | Single Family Residence | Unknown | Unknown | No
929771 | 7520 | Yellowstone | Bevil Oaks | 77713 | 59138 |  |  | Unknown - Unlikely Lead | Don't Know | Before 1989 |  | Unknown - Unlikely Lead | Before 1989 |  | Unknown | Don't Know | Don't Know |  | Single Family Residence | Unknown | Unknown | No
929771-2 | 7520 | Yellowstone | Bevil Oaks | 77713 | 59138-2 |  |  | Unknown - Unlikely Lead | Don't Know | Unknown |  | Unknown - Unlikely Lead | Unknown |  | Unknown | Don't Know | Don't Know |  | Other | Unknown | Unknown | No
947049 | 7525 | Yellowstone | Bevil Oaks | 77713 | 59042 |  |  | Unknown - Unlikely Lead | Don't Know | Before 1989 |  | Unknown - Unlikely Lead | Before 1989 |  | Unknown | Don't Know | Don't Know |  | Single Family Residence | Unknown | Unknown | No
947537 | 7530 | Yellowstone | Bevil Oaks | 77713 | 59187 |  |  | Unknown - Unlikely Lead | Don't Know | Before 1989 |  | Unknown - Unlikely Lead | Before 1989 |  | Unknown | Don't Know | Don't Know |  | Single Family Residence | Unknown | Unknown | No
929731 | 7540 | Yellowstone | Bevil Oaks | 77713 | 59098 |  |  | Unknown - Unlikely Lead | Don't Know | Before 1989 |  | Unknown - Unlikely Lead | Before 1989 |  | Unknown | Don't Know | Don't Know |  | Single Family Residence | Unknown | Unknown | No
929720 | 7560 | Yellowstone | Bevil Oaks | 77713 | 59086 |  |  | Unknown - Unlikely Lead | Don't Know | Before 1989 |  | Unknown - Unlikely Lead | Before 1989 |  | Unknown | Don't Know | Don't Know |  | Single Family Residence | Unknown | Unknown | No
943400 | 7580 | Yellowstone | Bevil Oaks | 77713 | 118 |  |  | Unknown - Unlikely Lead | Don't Know | Before 1989 |  | Unknown - Unlikely Lead | Before 1989 |  | Unknown | Don't Know | Don't Know |  | Single Family Residence | Unknown | Unknown | No
929463 | 7610 | Yellowstone | Bevil Oaks | 77713 | 348 |  |  | Unknown - Unlikely Lead | Don't Know | Before 1989 |  | Unknown - Unlikely Lead | Before 1989 |  | Unknown | Don't Know | Don't Know |  | Single Family Residence | Unknown | Unknown | No
929710 | 7615 | Yellowstone | Bevil Oaks | 77713 | 59075 |  |  | Unknown - Unlikely Lead | Don't Know | Before 1989 |  | Unknown - Unlikely Lead | Before 1989 | 1 | Unknown | Don't Know | Don't Know |  | Single Family Residence | Unknown | Unknown | No
929592 | 7620 | Yellowstone | Bevil Oaks | 77713 | 58874 |  |  | Unknown - Unlikely Lead | Don't Know | Before 1989 |  | Unknown - Unlikely Lead | Before 1989 |  | Unknown | Don't Know | Don't Know |  | Single Family Residence | Unknown | Unknown | No
929684 | 7625 | Yellowstone | Bevil Oaks | 77713 | 59031 |  |  | Unknown - Unlikely Lead | Don't Know | Before 1989 |  | Unknown - Unlikely Lead | Before 1989 |  | Unknown | Don't Know | Don't Know |  | Single Family Residence | Unknown | Unknown | No
929777 | 7720 | Yellowstone | Bevil Oaks | 77713 | 59144 |  |  | Unknown - Unlikely Lead | Don't Know | Before 1989 |  | Unknown - Unlikely Lead | Before 1989 |  | Unknown | Don't Know | Don't Know |  | Single Family Residence | Unknown | Unknown | No
943402 | 7730 | Yellowstone | Bevil Oaks | 77713 | 237 |  |  | Unknown - Unlikely Lead | Don't Know | Before 1989 |  | Unknown - Unlikely Lead | Before 1989 |  | Unknown | Don't Know | Don't Know |  | Single Family Residence | Unknown | Unknown | No
943404 | 7740 | Yellowstone | Bevil Oaks | 77713 | 105 |  |  | Unknown - Unlikely Lead | Don't Know | Before 1989 |  | Unknown - Unlikely Lead | Before 1989 |  | Unknown | Don't Know | Don't Know |  | Single Family Residence | Unknown | Unknown | No
929693 | 7750 | Yellowstone | Bevil Oaks | 77713 | 59050 |  |  | Unknown - Unlikely Lead | Don't Know | Before 1989 |  | Unknown - Unlikely Lead | Before 1989 |  | Unknown | Don't Know | Don't Know |  | Single Family Residence | Unknown | Unknown | No
943406 | 7760 | Yellowstone | Bevil Oaks | 77713 | 601 |  |  | Unknown - Unlikely Lead | Don't Know | Before 1989 |  | Unknown - Unlikely Lead | Before 1989 |  | Unknown | Don't Know | Don't Know |  | Single Family Residence | Unknown | Unknown | No
943406-2 | 7760 | Yellowstone | Bevil Oaks | 77713 | 601-2 |  |  | Unknown - Unlikely Lead | Don't Know | Unknown |  | Unknown - Unlikely Lead | Unknown |  | Unknown | Don't Know | Don't Know |  | Other | Unknown | Unknown | No
943408 | 7765 | Yellowstone | Bevil Oaks | 77713 | 257 |  |  | Unknown - Unlikely Lead | Don't Know | Before 1989 |  | Unknown - Unlikely Lead | Before 1989 |  | Unknown | Don't Know | Don't Know |  | Single Family Residence | Unknown | Unknown | No